## Population
Population changes in the area 1987 - 2007
Statistics of Finland
| Population |  |  |  |  | Estimation for population in Helsinki metropolitan area | [6 empty] | Floor area proportion to year 2007
| Espoo - Esbo | Helsinki - Helsingfors | Kauniainen - Grankulla | Vantaa - Vanda |  |  | 2000 | 2007 | 2013 | 2020 | 2025 | 2030 | 2013 | 2020 | 2025 | 2030
1987 | 164569 | 490034 | 7790 | 149063 |  | Helsinki - Helsingfors | 555474 | 568531 | 589027.52 | 607094.8 | 620000 | 632905.2 | 1.0361 | 1.0678 | 1.0905 | 1.1132
1988 | 167734 | 489965 | 7877 | 151157 |  | Espoo - Esbo | 213271 | 238047 | 258370.08 | 282654.2 | 300000 | 317345.8 | 1.0854 | 1.1874 | 1.2603 | 1.3331
1989 | 169851 | 490629 | 7897 | 152262 |  | Kauniainen - Grankulla | 8532 | 8511 | 9295.36 | 9592.2222 | 10000 | 10293.6 | 1.0922 | 1.127 | 1.175 | 1.2094
1990 | 172629 | 492400 | 7889 | 154933 |  | Vantaa - Vanda | 178471 | 192522 | 210466.08 | 227694.2 | 240000 | 252305.8 | 1.0932 | 1.1827 | 1.2466 | 1.3105
1991 | 175670 | 497542 | 7948 | 157274 |  | Total | 955748 | 1007611 | 1067159.04 | 1127035.4222 | 1170000 | 1212850.4
1992 | 179054 | 501514 | 8233 | 159213
1993 | 182647 | 508588 | 8268 | 161103
1994 | 186507 | 515765 | 8305 | 164376
1995 | 191247 | 525031 | 8298 | 166480
1996 | 196260 | 532053 | 8464 | 168778
1997 | 200834 | 539363 | 8515 | 171297
1998 | 204962 | 546317 | 8530 | 173860
1999 | 209667 | 551123 | 8549 | 176386
2000 | 213271 | 555474 | 8532 | 178471
2001 | 216836 | 559718 | 8543 | 179856
2002 | 221597 | 559716 | 8582 | 181890
2003 | 224231 | 559330 | 8622 | 184039
2004 | 227472 | 559046 | 8465 | 185429
2005 | 231704 | 560905 | 8457 | 187281
2006 | 235019 | 564521 | 8469 | 189711
2007 | 238047 | 568531 | 8511 | 192522
2008 | 241024.28 | 576122.32 | 9001.76 | 198160.28
2009 | 244493.44 | 578703.36 | 9060.48 | 200621.44
2010 | 247962.6 | 581284.4 | 9119.2 | 203082.6
2011 | 251431.76 | 583865.44 | 9177.92 | 205543.76
2012 | 254900.92 | 586446.48 | 9236.64 | 208004.92
2013 | 258370.08 | 589027.52 | 9295.36 | 210466.08
2014 | 261883.1667 | 592370.75 | 9332.2083 | 212927.24
2015 | 265308.4 | 594189.6 | 9412.8 | 215388.4
2016 | 268777.56 | 596770.64 | 9471.52 | 217849.56
2017 | 272246.72 | 599351.68 | 9530.24 | 220310.72
2018 | 275715.88 | 601932.72 | 9588.96 | 222771.88
2019 | 279185.04 | 604513.76 | 9647.68 | 225233.04
2020 | 282654.2 | 607094.8 | 9706.4 | 227694.2
2021 | 286123.36 | 609675.84 | 9765.12 | 230155.36
2022 | 289592.52 | 612256.88 | 9823.84 | 232616.52
2023 | 293061.68 | 614837.92 | 9882.56 | 235077.68
2024 | 296530.84 | 617418.96 | 9941.28 | 237538.84
2025 | 300000 | 620000 | 10000 | 240000 | *Taken from YTV:s report
2026 | 303469.16 | 622581.04 | 10058.72 | 242461.16
2027 | 306938.32 | 625162.08 | 10117.44 | 244922.32
2028 | 310407.48 | 627743.12 | 10176.16 | 247383.48
2029 | 313876.64 | 630324.16 | 10234.88 | 249844.64
2030 | 317345.8 | 632905.2 | 10293.6 | 252305.8
Kaikkina vuosina kunnat 1.1.2008 aluejaolla.
Alueliitoskuntien tiedot yhdistetty.
Poikkeuksena Längelmäen osa-alueliitos Oriveteen ja Jämsään:
kaikki Längelmäen väestönmuutokset yhdistetty Jämsään vuosina
1987-2005.
Tiedot eivät ole tämän vuoksi vertailukelpoisia aikasarjassa
Pirkanmaan
ja Keski-Suomen maakunnan, Ylä-Pirkanmaan ja Jämsän seutukunnan
sekä Jämsän ja Oriveden kuntien osalta.
Kuntien välinen muutto ja kunnan sisäinen muutto muutettu
vastaamaan 1.1.2008 aluejakoa eli yhdistyneiden kuntien väliset
muutot siirretty sisäisiin muuttoihin. Poikkeuksena Längelmäen
osa-alueliitos:
poistettu ainoastaan Jämsän ja koko Längelmäen väliset muutot.
Luvut poikkeavat myös koko maan osalta taulukosta
Väestönmuutokset ja väkiluku 1749-2007 kuntien välisen muuton osalta.
(http://tilastokeskus.fi/til/vaerak/tau.html TARGET=_blank)
Katso aluejärjestelyt taulukko 1.1.2008
Väkiluku:
Väkiluku vuoden lopussa 31.12. Tieto kunnassa
vakinaisesti asuvasta väestöstä vuoden lopussa saadaan
Väestörekisterikeskuksen väestötietojärjestelmästä.

## Floor area
Floor area future estimation | [6 empty] | Portion to year 2007
| 2000 | 2007 | 2013 | 2020 | 2025(* | 2030 | 2013 | 2020 | 2025 | 2030
Helsinki | 40815573 | 43557356 | 45902070.6667 | 48637571.1111 | 50591500 | 52545428.8889 | 1.0538 | 1.1166 | 1.1615 | 1.2064
Espoo | 13453156 | 16098692 | 17929394.6667 | 20065214.4444 | 21590800 | 23116385.5556 | 1.1137 | 1.2464 | 1.3412 | 1.4359
Kauniainen | 487744 | 585600 | 632066.6667 | 686277.7778 | 725000 | 763722.2222 | 1.0793 | 1.1719 | 1.238 | 1.3042
Vantaa | 11990387 | 14075129 | 15364086 | 16867869.1667 | 17942000 | 19016130.8333 | 1.0916 | 1.1984 | 1.2747 | 1.351
Total | 66746860 | 74316777 | 79827618 | 86256932.5 | 90849300 | 95441667.5
*Taken from YTV-report
Floor area future estimation
| 2000 | 2007 | 2013 | 2020 | 2025 | 2030
Helsinki | 40815573 | 43557356 | 45902070.6667 | 48637571.1111 | 50591500 | 52545428.8889
Espoo | 13453156 | 16098692 | 17929394.6667 | 20065214.4444 | 21590800 | 23116385.5556
Kauniainen | 487744 | 585600 | 632066.6667 | 686277.7778 | 725000 | 763722.2222
Vantaa | 11990387 | 14075129 | 15364086 | 16867869.1667 | 17942000 | 19016130.8333
Total | 66746860 | 74316777 | 79827618 | 86256932.5 | 90849300 | 95441667.5
Floor area of district heating buildings
| 2013 | 2020 | 2030
Base Scenario | 58115561 | 58115561 | 58115561
Scenario 1 | 62266020.7244 | 67108223.7362 | 74025656.6101
Scenario 2 | 63655813.105 | 69983213.4467 | 79412074.4062
Base Scenario
If no new DH buildings are made
District heating buildings floor area
| 2007 | 2013 | 2020 | 2025 | 2030
| [m2] | [m2] | [m2] | [m2] | [m2]
Helsinki | 37346833 | 37346833 | 37346833 | 37346833 | 37346833
Espoo | 10887366 | 10887366 | 10887366 | 10887366 | 10887366
Kauniainen | 239437 | 239437 | 239437 | 239437 | 239437
Vantaa | 9641925 | 9641925 | 9641925 | 9641925 | 9641925
Total | 58115561 | 58115561 | 58115561 | 58115561 | 58115561
District heating buildings floor area fraction of total floor areaa in a city
| 2007 | 2013 | 2020 | 2025 | 2030
| % | % | % | % | %
Helsinki | 85.74% | 81.36% | 76.79% | 73.82% | 71.08%
Espoo | 67.63% | 60.72% | 54.26% | 50.43% | 47.1%
Kauniainen | 40.89% | 37.88% | 34.89% | 33.03% | 31.35%
Vantaa | 68.5% | 62.76% | 57.16% | 53.74% | 50.7%
Total | 87.07% | 78.2% | 72.8% | 67.37% | 63.97%
Scenario 1
If DH fraction of the floor area is same as in 2007
District heating buildings floor area | [6 empty] | New floor area of district heating buildings built
| 2007 | 2013 | 2020 | 2025 | 2030 |  | 2007-2013 | 2007-2020 | 2007-2025 | 2007-2030
| [m2] | [m2] | [m2] | [m2] | [m2] |  | [m2] | [m2] | [m2] | [m2]
Helsinki | 37346833 | 39357232.0492 | 41702697.6066 | 43378030.1476 | 45053362.6887 |  | 2010399.0492 | 4355864.6066 | 6031197.1476 | 7706529.6887
Espoo | 10887366 | 12125449.8126 | 13569880.9273 | 14601617.4378 | 15633353.9483 |  | 1238083.8126 | 2682514.9273 | 3714251.4378 | 4745987.9483
Kauniainen | 239437 | 258436.0425 | 280601.592 | 296434.1274 | 312266.6628 |  | 18999.0425 | 41164.592 | 56997.1274 | 72829.6628
Vantaa | 9641925 | 10524902.8201 | 11555043.6102 | 12290858.4603 | 13026673.3104 |  | 882977.8201 | 1913118.6102 | 2648933.4603 | 3384748.3104
Total | 58115561 | 62266020.7244 | 67108223.7362 | 70566940.1732 | 74025656.6101
District heating buildings floor area fraction of total floor areaa in a city
| 2007 | 2013 | 2020 | 2025 | 2030
| % | % | % | % | %
Helsinki | 85.74% | 85.74% | 85.74% | 85.74% | 85.74%
Espoo | 67.63% | 67.63% | 67.63% | 67.63% | 67.63%
Kauniainen | 40.89% | 40.89% | 40.89% | 40.89% | 40.89%
Vantaa | 68.5% | 68.5% | 68.5% | 68.5% | 68.5%
Total | 87.07% | 83.78% | 84.07% | 81.81% | 81.48%
Scenario 2
If DH fraction of the floor area is estimated to increase as it has between year 2000-2007
District heating buildings floor area | [6 empty] | New floor area of district heating buildings built
| 2007 | 2013 | 2020 | 2025 | 2030 |  | 2007-2013 | 2007-2020 | 2007-2025 | 2007-2030
| [m2] | [m2] | [m2] | [m2] | [m2] |  | [m2] | [m2] | [m2] | [m2]
Helsinki | 37346833 | 39613825.1177 | 42291780.7884 | 44226451.2344 | 46179325.8195 |  | 2266992.1177 | 4944947.7884 | 6879618.2344 | 8832492.8195
Espoo | 10887366 | 12209218.7426 | 13773001.1894 | 14904244.1991 | 16047366.8317 |  | 1321852.7426 | 2885635.1894 | 4016878.1991 | 5160000.8317
Kauniainen | 239437 | 268538.4738 | 304367.5354 | 331197.5303 | 359059.0318 |  | 29101.4738 | 64930.5354 | 91760.5303 | 119622.0318
Vantaa | 9641925 | 11564230.7709 | 13614063.9335 | 15178439.5489 | 16826322.7231 |  | 1922305.7709 | 3972138.9335 | 5536514.5489 | 7184397.7231
Total | 58115561 | 63655813.105 | 69983213.4467 | 74640332.5126 | 79412074.4062
District heating buildings floor area fraction of total floor areaa in a city
| 2007 | 2013 | 2020 | 2025 | 2030
| % | % | % | % | %
Helsinki | 85.74% | 86.3% | 86.95% | 87.42% | 87.88%
Espoo | 67.63% | 68.1% | 68.64% | 69.03% | 69.42%
Kauniainen | 40.89% | 42.49% | 44.35% | 45.68% | 47.01%
Vantaa | 68.5% | 75.27% | 80.71% | 84.6% | 88.48%
Total | 87.07% | 85.65% | 87.67% | 86.53% | 87.41%
Statistics of Finland
Buildings divided by their usage and heating method 31.12.2007
| Total floor area | District Heating |  | Other used heating methods | Light fuel oil | Heavy fuel oil | Gas | Electricity | Coal | Wood | Peat | Ground heat | Other- unknown
Area, intended use | Floor area [m2] | Floor area [m2] | % | Floor area [m2] | Floor area [m2] | Floor area [m2] | Floor area [m2] | Floor area [m2] | Floor area [m2] | Floor area [m2] | Floor area [m2] | Floor area [m2] | Floor area [m2]
Helsinki | Helsinki | Helsinki | Helsinki | Helsinki | Helsinki | Helsinki | Helsinki | Helsinki | Helsinki | Helsinki | Helsinki | Helsinki | Helsinki
Total | 43557356 | 37346833 | 0.85742 | 6210523 | 2157986 | 190151 | 37711 | 2507509 | 67976 | 86298 | - | 20335 | 1142557
Separate residential houses | 3171761 | 728094 | 1.9495 | 2443667 | 787750 | 6331 | 1060 | 1505189 | 45246 | 34429 | - | 20012 | 43650
Rowhouses | 2011487 | 1281320 | 3.4309 | 730167 | 257973 | 15175 | 685 | 442240 | 150 | 5084 | - | - | 8860
Appartment houses | 20868064 | 20126214 | 53.89 | 741850 | 332092 | 112451 | - | 147826 | 8351 | 34259 | - | - | 106871
Commercial buildings | 1663732 | 1502640 | 4.0235 | 161092 | 84492 | 215 | 15056 | 30976 | 561 | 1685 | - | - | 28107
Offices | 5474686 | 5269792 | 14.1104 | 204894 | 88699 | 13428 | - | 31087 | 923 | - | - | - | 70757
Transportation buildings | 1503869 | 807605 | 2.1624 | 696264 | 68544 | 8182 | 2280 | 110935 | 1011 | 2806 | - | - | 502506
Medical buildings | 1102358 | 1025303 | 2.7454 | 77055 | 29672 | 1305 | - | 19741 | 882 | 1457 | - | - | 23998
Meeting houses | 1085188 | 987889 | 2.6452 | 97299 | 44763 | 857 | 169 | 28691 | 700 | 998 | - | - | 21121
Schools | 1871725 | 1707991 | 4.5733 | 163734 | 112267 | 744 | - | 18431 | 8768 | 522 | - | 323 | 22679
Industrial buildings | 3375410 | 2881347 | 7.7151 | 494063 | 259034 | 27653 | 18461 | 92629 | 1258 | 151 | - | - | 94877
Warehouses | 1158617 | 872819 | 2.3371 | 285798 | 86206 | 2799 | - | 71002 | 126 | 421 | - | - | 125244
Other buildings | 270459 | 155819 | 0.41722 | 114640 | 6494 | 1011 | - | 8762 | - | 4486 | - | - | 93887
| Total floor area | District Heating |  | Other used heating methods | Light fuel oil | Heavy fuel oil | Gas | Electricity | Coal | Wood | Peat | Ground heat | Other- unknown
| Floor area [m2] | Floor area [m2] | % | Floor area [m2] | Floor area [m2] | Floor area [m2] | Floor area [m2] | Floor area [m2] | Floor area [m2] | Floor area [m2] | Floor area [m2] | Floor area [m2] | Floor area [m2]
Espoo | Espoo | Espoo | Espoo | Espoo | Espoo | Espoo | Espoo | Espoo | Espoo | Espoo | Espoo | Espoo | Espoo
Total | 16098692 | 10887366 | 0.67629 | 5211326 | 1753213 | 152600 | 23725 | 2746060 | 58349 | 62418 | 226 | 114693 | 300042
Separate residential houses | 4255512 | 849487 | 7.8025 | 3406025 | 928286 | 6935 | 137 | 2212780 | 55286 | 54480 | 226 | 113164 | 34731
Rowhouses | 1778996 | 1307641 | 12.0106 | 471355 | 182778 | 1662 | - | 284398 | 836 | 158 | - | - | 1523
Appartment houses | 4745013 | 4560706 | 41.8899 | 184307 | 148348 | 7422 | - | 20466 | - | 340 | - | - | 7731
Commercial buildings | 802529 | 694281 | 6.3769 | 108248 | 65698 | 1612 | - | 33678 | 1605 | 1623 | - | - | 4032
Offices | 1483191 | 1350208 | 12.4016 | 132983 | 64247 | 9581 | 285 | 52262 | 240 | 228 | - | - | 6140
Transportation buildings | 285339 | 69771 | 0.64084 | 215568 | 30897 | - | - | 29862 | - | 359 | - | 460 | 153990
Medical buildings | 327601 | 215489 | 1.9793 | 112112 | 31529 | 64380 | - | 14079 | 102 | 118 | - | - | 1904
Meeting houses | 306192 | 211713 | 1.9446 | 94479 | 40806 | 11433 | - | 28330 | - | 1083 | - | - | 12827
Schools | 923696 | 838304 | 7.6998 | 85392 | 76036 | - | - | 4442 | - | 390 | - | - | 4524
Industrial buildings | 673654 | 477289 | 4.3839 | 196365 | 114174 | 2468 | 11058 | 37061 | 80 | 1826 | - | 1069 | 28629
Warehouses | 421536 | 237759 | 2.1838 | 183777 | 67041 | 47040 | 12245 | 15924 | - | 1135 | - | - | 40392
Other buildings | 95433 | 74718 | 0.68628 | 20715 | 3373 | 67 | - | 12778 | 200 | 678 | - | - | 3619
| Total floor area | District Heating |  | Other used heating methods | Light fuel oil | Heavy fuel oil | Gas | Electricity | Coal | Wood | Peat | Ground heat | Other- unknown
| Floor area [m2] | Floor area [m2] | % | Floor area [m2] | Floor area [m2] | Floor area [m2] | Floor area [m2] | Floor area [m2] | Floor area [m2] | Floor area [m2] | Floor area [m2] | Floor area [m2] | Floor area [m2]
Kauniainen | Kauniainen | Kauniainen | Kauniainen | Kauniainen | Kauniainen | Kauniainen | Kauniainen | Kauniainen | Kauniainen | Kauniainen | Kauniainen | Kauniainen | Kauniainen
Total | 585600 | 239437 | 0.40887 | 346163 | 177313 | 25490 | 0 | 125180 | 2897 | 3611 | 415 | 4702 | 6555
Separate residential houses | 267959 | 58084 | 24.2586 | 209875 | 92387 | 380 | - | 101201 | 2017 | 3611 | 415 | 4702 | 5162
Rowhouses | 90858 | 44361 | 18.5272 | 46497 | 30456 | - | - | 16041 | - | - | - | - | -
Appartment houses | 115619 | 83178 | 34.739 | 32441 | 24190 | 6470 | - | 400 | 880 | - | - | - | 501
Commercial buildings | 19718 | 12027 | 5.023 | 7691 | 7621 | - | - | 70 | - | - | - | - | - | 0.018936
Offices | 6457 | 1729 | 0.72211 | 4728 | 4728 | - | - | - | - | - | - | - | -
Transportation buildings | 2821 | 1199 | 0.50076 | 1622 | 1360 | - | - | 262 | - | - | - | - | -
Medical buildings | 28082 | 5636 | 2.3539 | 22446 | 5485 | 16602 | - | 359 | - | - | - | - | -
Meeting houses | 11285 | 5035 | 2.1028 | 6250 | 2720 | - | - | 3530 | - | - | - | - | -
Schools | 30419 | 21116 | 8.819 | 9303 | 5010 | 2038 | - | 1879 | - | - | - | - | 376
Industrial buildings | 3678 |  |  | 3678 | 2690 | - | - | 472 | - | - | - | - | 516
Warehouses | 26 |  |  | 26 | - | - | - | 26 | - | - | - | - | -
Other buildings | 8678 | 7072 | 2.9536 | 1606 | 666 | - | - | 940 | - | - | - | - | -
| Total floor area | District Heating |  | Other used heating methods | Light fuel oil | Heavy fuel oil | Gas | Electricity | Coal | Wood | Peat | Ground heat | Other- unknown
| Floor area [m2] | Floor area [m2] | % | Floor area [m2] | Floor area [m2] | Floor area [m2] | Floor area [m2] | Floor area [m2] | Floor area [m2] | Floor area [m2] | Floor area [m2] | Floor area [m2] | Floor area [m2]
Vantaa | Vantaa | Vantaa | Vantaa | Vantaa | Vantaa | Vantaa | Vantaa | Vantaa | Vantaa | Vantaa | Vantaa | Vantaa | Vantaa
Total | 14075129 | 9641925 | 0.68503 | 4433204 | 1443524 | 113315 | 10433 | 2414035 | 37781 | 43592 | 358 | 58513 | 311653 | 0.70635
Separate residential houses | 3124651 | 419018 | 4.3458 | 2705633 | 760911 | 4347 | 293 | 1776769 | 28140 | 40014 | 358 | 54630 | 40171 | 0.68503
Rowhouses | 1186946 | 807291 | 8.3727 | 379655 | 76866 | - | - | 296051 | - | 180 | - | 427 | 6131 | 0.021314
Appartment houses | 4196452 | 4002029 | 41.5065 | 194423 | 114402 | 31583 | - | 18501 | - | - | - | - | 29937
Commercial buildings | 694666 | 625539 | 6.4877 | 69127 | 54157 | 583 | - | 12196 | 130 | 40 | - | - | 2021 | 0.0703
Offices | 745885 | 642105 | 6.6595 | 103780 | 22531 | 17274 | - | 60413 | 361 | - | - | - | 3201
Transportation buildings | 565871 | 389663 | 4.0413 | 176208 | 42611 | 4034 | 296 | 49362 | - | 167 | - | - | 79738
Medical buildings | 239160 | 208129 | 2.1586 | 31031 | 22469 | 739 | - | 7543 | - | 280 | - | - | -
Meeting houses | 174810 | 132334 | 1.3725 | 42476 | 12103 | - | - | 18353 | - | 105 | - | - | 11915
Schools | 461194 | 381167 | 3.9532 | 80027 | 43471 | 1705 | - | 13766 | 8993 | 662 | - | - | 11430
Industrial buildings | 1327281 | 952820 | 9.8821 | 374461 | 206727 | 37196 | 6089 | 63968 | - | 44 | - | 322 | 60115
Warehouses | 1309425 | 1055416 | 10.9461 | 254009 | 75857 | 15506 | 3755 | 94524 | - | 2010 | - | 3134 | 59223
Other buildings | 48788 | 26414 | 0.27395 | 22374 | 11419 | 348 | - | 2589 | 157 | 90 | - | - | 7771
| Total floor area | District Heating |  | Other used heating methods | Light fuel oil | Heavy fuel oil | Gas | Electricity | Coal | Wood | Peat | Ground heat | Other- unknown
| Floor area [m2] | Floor area [m2] | % | Floor area [m2] | Floor area [m2] | Floor area [m2] | Floor area [m2] | Floor area [m2] | Floor area [m2] | Floor area [m2] | Floor area [m2] | Floor area [m2] | Floor area [m2]
Helsinki Metropolitan Area | Helsinki Metropolitan area | Helsinki Metropolitan Area | Helsinki Metropolitan Area | Helsinki Metropolitan Area | Helsinki Metropolitan Area | Helsinki Metropolitan Area | Helsinki Metropolitan Area | Helsinki Metropolitan Area | Helsinki Metropolitan Area | Helsinki Metropolitan Area | Helsinki Metropolitan Area | Helsinki Metropolitan Area | Helsinki Metropolitan Area
Total | 74316777 | 58115561 | 0.782 | 16201216 | 5532036 | 481556 | 71869 | 7792784 | 167003 | 195919 | 999 | 198243 | 1760807
Separate residential houses | 10819883 | 2054683 | 3.5355 | 8765200 | 2569334 | 17993 | 1490 | 5595939 | 130689 | 132534 | 999 | 192508 | 123714
Rowhouses | 5068287 | 3440613 | 5.9203 | 1627674 | 548073 | 16837 | 685 | 1038730 | 986 | 5422 | - | 427 | 16514
Appartment houses | 29925148 | 28772127 | 49.5085 | 1153021 | 619032 | 157926 | - | 187193 | 9231 | 34599 | - | - | 145040
Commercial buildings | 3180645 | 2834487 | 4.8773 | 346158 | 211968 | 2410 | 15056 | 76920 | 2296 | 3348 | - | - | 34160
Offices | 7710219 | 7263834 | 12.4989 | 446385 | 180205 | 40283 | 285 | 143762 | 1524 | 228 | - | - | 80098
Transportation buildings | 2357900 | 1268238 | 2.1823 | 1089662 | 143412 | 12216 | 2576 | 190421 | 1011 | 3332 | - | 460 | 736234
Medical buildings | 1697201 | 1454557 | 2.5029 | 242644 | 89155 | 83026 | - | 41722 | 984 | 1855 | - | - | 25902
Meeting houses | 1577475 | 1336971 | 2.3005 | 240504 | 100392 | 12290 | 169 | 78904 | 700 | 2186 | - | - | 45863
Schools | 3287034 | 2948578 | 5.0736 | 338456 | 236784 | 4487 | - | 38518 | 17761 | 1574 | - | 323 | 39009
Industrial buildings | 5380023 | 4311456 | 7.4188 | 1068567 | 582625 | 67317 | 35608 | 194130 | 1338 | 2021 | - | 1391 | 184137
Warehouses | 2889604 | 2165994 | 3.727 | 723610 | 229104 | 65345 | 16000 | 181476 | 126 | 3566 | - | 3134 | 224859
Other buildings | 423358 | 264023 | 0.45431 | 159335 | 21952 | 1426 | - | 25069 | 357 | 5254 | - | - | 105277
HELSINKI |  | Other used heating methods | Light fuel oil | Heavy fuel oil | Gas | Electricity | Coal | Wood | Peat | Ground heat | Other- unknown
|  | [%/100] | [%/100] | [%/100] | [%/100] | [%/100] | [%/100] | [%/100] | [%/100] | [%/100] | [%/100]
| Other heating method fractions if suplementary wood use is taken into account | 1 | 0.32299 | 0.02846 | 0.0056443 | 0.3753 | 0.010174 | 0.083373 | 0 | 0.0030436 | 0.17101
|  | 1.0834 | 0.35237 | 0.031049 | 0.0061577 | 0.40944 | 0.0111 | 0.083373 | 0 | 0.0033204 | 0.18656
| Wood use is estimated to be 6 times more than the statistics show | 0.9861 | [5 empty] | 0.083373 |  |  |  | 0.91663
| Other heating method fractions if suplementary wood use is not taken into account | 1 | 0.34747 | 0.030618 | 0.0060721 | 0.40375 | 0.010945 | 0.013895 | 0 | 0.0032743 | 0.18397
ESPOO |  | Other used heating methods | Light fuel oil | Heavy fuel oil | Gas | Electricity | Coal | Wood | Peat | Ground heat | Other- unknown
|  | [%/100] | [%/100] | [%/100] | [%/100] | [%/100] | [%/100] | [%/100] | [%/100] | [%/100] | [%/100]
| Other heating method fractions if suplementary wood use is taken into account | 1 | 0.31603 | 0.027507 | 0.0042766 | 0.495 | 0.010518 | 0.071864 | 4.0738e-05 | 0.020674 | 0.054085
|  | 1.0719 | 0.3405 | 0.029637 | 0.0046078 | 0.53333 | 0.011332 | 0.071864 | 4.3893e-05 | 0.022275 | 0.058273
| Wood use is estimated to be 6 times more than the statistics show | 0.98802 | [5 empty] | 0.071864 |  |  |  | 0.92814
| Other heating method fractions if suplementary wood use is not taken into account | 1 | 0.33642 | 0.029282 | 0.0045526 | 0.52694 | 0.011197 | 0.011977 | 4.3367e-05 | 0.022008 | 0.057575
KAUNIAINEN |  | Other used heating methods | Light fuel oil | Heavy fuel oil | Gas | Electricity | Coal | Wood | Peat | Ground heat | Other- unknown
|  | [%/100] | [%/100] | [%/100] | [%/100] | [%/100] | [%/100] | [%/100] | [%/100] | [%/100] | [%/100]
| Other heating method fractions if suplementary wood use is taken into account | 1 | 0.48523 | 0.069755 | 0 | 0.34256 | 0.0079278 | 0.062589 | 0.0011357 | 0.012867 | 0.017938
|  | 1.0626 | 0.51762 | 0.074412 | 0 | 0.36543 | 0.0084571 | 0.062589 | 0.0012115 | 0.013726 | 0.019136
| Wood use is estimated to be 6 times more than the statistics show | 0.98957 | [5 empty] | 0.062589 |  |  |  | 0.93741
| Other heating method fractions if suplementary wood use is not taken into account | 1 | 0.51222 | 0.073636 | 0 | 0.36162 | 0.0083689 | 0.010432 | 0.0011989 | 0.013583 | 0.018936
VANTAA |  | Other used heating methods | Light fuel oil | Heavy fuel oil | Gas | Electricity | Coal | Wood | Peat | Ground heat | Other- unknown
|  | [%/100] | [%/100] | [%/100] | [%/100] | [%/100] | [%/100] | [%/100] | [%/100] | [%/100] | [%/100]
| Other heating method fractions if suplementary wood use is taken into account | 1 | 0.30945 | 0.024291 | 0.0022365 | 0.5175 | 0.0080991 | 0.058998 | 7.6744e-05 | 0.012543 | 0.066809
|  | 1.059 | 0.32885 | 0.025814 | 0.0023767 | 0.54994 | 0.0086069 | 0.058998 | 8.1556e-05 | 0.01333 | 0.070998
| Wood use is estimated to be 6 times more than the statistics show | 0.99017 | [5 empty] | 0.058998 |  |  |  | 0.941
| Other heating method fractions if suplementary wood use is not taken into account | 1 | 0.32562 | 0.025561 | 0.0023534 | 0.54454 | 0.0085223 | 0.0098331 | 8.0754e-05 | 0.013199 | 0.0703
Building stock 31.12.2000, Helsinki Metropolitan area
Statistics of Finland | [9 empty] | New DH buildings in the year 2020 |  | New DH buildings in the year 2025 |  | New DH buildings in the year 2030
| Helsinki Metropolitan area | Espoo | Helsinki | Kauniainen | Vantaa
Total | 99706 | 33029 | 38593 | 1328 | 26756 |  | 2007 | 2020 | New buildings to year 2020 | Scenario 1 | Scenario 2 | Scenario 1 | Scenario 2 | Scenario 1 | Scenario 2
Separate residential houses | 62856 | 23982 | 18301 | 1013 | 19560 | Separate residential buildings | 62856 | 89244.8 | 26388.8 | 22184.1205 | 23134.5125 | 30716.4745 | 32032.4019 | 39248.8285 | 40930.2913
Rowhouses | 10413 | 3491 | 4053 | 145 | 2724 | Residential appartment buildings | 14415 | 19899 | 5484 | 4610.2027 | 4807.7088 | 6383.3576 | 6656.8276 | 8156.5124 | 8505.9464
Appartment houses | 14415 | 2462 | 9748 | 82 | 2123
Commercial buildings | 1402 | 437 | 711 | 13 | 241
Offices | 1553 | 350 | 999 | 4 | 200
Transportation buildings | 2576 | 549 | 1505 | 10 | 512
Medical buildings | 986 | 270 | 541 | 18 | 157
Meeting houses | 886 | 249 | 473 | 11 | 153
Schools | 848 | 225 | 473 | 13 | 137
Industrial buildings | 2062 | 594 | 984 | 12 | 472
Warehouses | 1220 | 223 | 610 | 2 | 385
Other buildings | 489 | 197 | 195 | 5 | 92
Building stock 31.12.2000, Helsinki Metropolitan area
Statistics of Finland
|  | Helsinki Metropolitan area | Espoo | Helsinki | Kauniainen | Vantaa |  | Buildings | YTV estimatations for year 2020
|  | total | [5 empty] | 2000 | 2020
Number of buildings | Buildings total | 90320 | 28987 | 36565 | 1233 | 23535 | Separate residential buildings | 55778 | 89244.8
| Residential buildings | 78318 | 25949 | 29963 | 1143 | 21263 | Residential appartment buildings | 13266 | 19899
| Separate residential buildings | 55778 | 20748 | 17095 | 925 | 17010
| Rowbuildings | 9274 | 3091 | 3672 | 142 | 2369
| Residential appartment buildings | 13266 | 2110 | 9196 | 76 | 1884
| Less than 4 floors | 6775 | 1189 | 4474 | 65 | 1047
| At least 4 floors | 6491 | 921 | 4722 | 11 | 837
| Other than residential buildings | 12002 | 3038 | 6602 | 90 | 2272
| Commercial buildings | 1392 | 384 | 739 | 16 | 253
| Offices | 1564 | 331 | 1032 | 5 | 196
| Trasporting buildings | 2500 | 528 | 1470 | 11 | 491
| Hospitals | 943 | 244 | 550 | 16 | 133
| Meeting buildings | 844 | 239 | 452 | 12 | 141
| Schools | 852 | 225 | 488 | 10 | 129
| Industrial buildings | 2159 | 535 | 1119 | 12 | 493
| Warehouses | 961 | 148 | 534 | 0 | 279
| Other buildings | 787 | 404 | 218 | 8 | 157
Kerrosala(m2) | Buildings total | 66746860 | 13453156 | 40815573 | 487744 | 11990387
| Residential buildings | 40418594 | 8924541 | 23876912 | 403580 | 7213561
| Separate residential buildings | 8931805 | 3372685 | 2781930 | 215224 | 2561966
| Rowbuildings | 4430367 | 1568274 | 1779293 | 85754 | 997046
| Residential appartment buildings | 27056422 | 3983582 | 19315689 | 102602 | 3654549
| Less than 4 floors | 7929913 | 1435853 | 5063859 | 80058 | 1350143
| At least 4 floors | 19126509 | 2547729 | 14251830 | 22544 | 2304406
| Other than residential buildings | 26328266 | 4528615 | 16938661 | 84164 | 4776826
| Commercial buildings | 2393858 | 466822 | 1422065 | 25678 | 479293
| Offices | 7001839 | 1239846 | 5113628 | 7032 | 641333
| Trasporting buildings | 2277477 | 296142 | 1325577 | 3551 | 652207
| Hospitals | 1676145 | 279298 | 1194263 | 16945 | 185639
| Meeting buildings | 1419465 | 241082 | 1009544 | 12513 | 156326
| Schools | 2992128 | 771404 | 1834828 | 13444 | 372452
| Industrial buildings | 5711269 | 729550 | 3678419 | 3662 | 1299638
| Warehouses | 2544584 | 430647 | 1169872 | 0 | 944065
| Other buildings | 311501 | 73824 | 190465 | 1339 | 45873
|  |  | Espoo | Helsinki | Kauniainen | Vantaa | Helsinki Metropolitan area
|  | Kaikki rakennukset | 33029 | 38593 | 1328 | 26756 | 99706
|  | Erilliset pientalot | 23982 | 18301 | 1013 | 19560 | 62856
|  | Rivi- ja ketjutalot | 3491 | 4053 | 145 | 2724 | 10413
|  | Asuinkerrostalot | 2462 | 9748 | 82 | 2123 | 14415
|  | Liikerakennukset | 437 | 711 | 13 | 241 | 1402
|  | Toimistorakennukset | 350 | 999 | 4 | 200 | 1553
|  | Liikenteen rakennukset | 549 | 1505 | 10 | 512 | 2576
|  | Hoitoalan rakennukset | 270 | 541 | 18 | 157 | 986
|  | Kokoontumisrakennukset | 249 | 473 | 11 | 153 | 886
|  | Opetusrakennukset | 225 | 473 | 13 | 137 | 848
|  | Teollisuusrakennukset | 594 | 984 | 12 | 472 | 2062
|  | Varastorakennukset | 223 | 610 | 2 | 385 | 1220
|  | Muut rakennukset | 197 | 195 | 5 | 92 | 489

## Heat demand in the future
| Change in floor area | [6 empty] | Future floor area proportion to floor area in 2007 |  |  |  | * 2000 and 2007 floor areas are taken from Statistics of Finland statistics | Estimation for population in Helsinki metropolitan area
|  | 2000* | 2007* | 2013 | 2020 | 2025** | 2030 | 2013 | 2020 | 2025 | 2030 | ** 2025 estimations taken from YTV:s report |  | 2000 | 2007 | 2013 | 2020 | 2025 | 2030
| Helsinki | 40815573 | 43557356 | 45902070.6667 | 48637571.1111 | 50591500 | 52545428.8889 | 1.0538 | 1.1166 | 1.1615 | 1.2064 |  | Helsinki - Helsingfors | 555474 | 568531 | 589027.52 | 607094.8 | 620000 | 632905.2
| Vantaa | 11990387 | 14075129 | 15364086 | 16867869.1667 | 17942000 | 19016130.8333 | 1.0916 | 1.1984 | 1.2747 | 1.351 |  | Vantaa - Vanda | 178471 | 192522 | 210466.08 | 227694.2 | 240000 | 252305.8
| Espoo | 13453156 | 16098692 | 17929394.6667 | 20065214.4444 | 21590800 | 23116385.5556 | 1.1137 | 1.2464 | 1.3412 | 1.4359 |  | Espoo - Esbo | 213271 | 238047 | 258370.08 | 282654.2 | 300000 | 317345.8
| Kauniainen | 487744 | 585600 | 632066.6667 | 686277.7778 | 725000 | 763722.2222 | 1.0793 | 1.1719 | 1.238 | 1.3042 |  | Kauniainen - Grankulla | 8532 | 8511 | 9295.36 | 9592.2222 | 10000 | 10293.6
| Total | 66746860 | 74316777 | 79827618 | 86256932.5 | 90849300 | 95441667.5 | 1.0742 | 1.1607 | 1.2225 | 1.2843 |  | Total | 955748 | 1007611 | 1067159.04 | 1127035.4222 | 1170000 | 1212850.4
| Δfloor area to year 2007 | -7569917 | 0 | 5510841 | 11940155.5 | 16532523 | 15614049.5 | 0.074153 | 0.16067 | 0.22246 | 0.2101
| Future need for district heating, if only floor area increase is taken into account | [5 empty] | Total heat demand in cities, if only floor area increase is taken into account | [5 empty] | *2007 district heating consumptions are taken from Adato energia oy's statistics; District heating in Finland 2007 | Other heating methods produced heat in Helsinki in 2007 [GWh]
|  | 2007* | 2013 | 2020 | 2025 | 2030 |  | 2007 | 2013 | 2020 | 2025 | 2030 |  | 1047.8922 |  | District heating buildings |  | Other used heating method buildings
|  | [GWh] | [GWh] | [GWh] | [GWh] | [GWh] |  | [GWh] | [GWh] | [GWh] | [GWh] | [GWh] |  |  |  | Q | U | A | Qindoorair | Qtapwater | Q
| Helsinki | 6409.8 | 6738.4297 | 7140.0015 | 7426.8385 | 7713.6755 | Helsinki | 7457.6922 | 7859.1436 | 8327.5035 | 8662.0463 | 8996.5891 |  | Thermal energy, which is needed to heat tap water in DH buildings |  |  | [kWh/m2K] | [m2] | [GWh] | [GWh] | [GWh]
| Vantaa | 1458.9 | 1583.8018 | 1738.8188 | 1849.5453 | 1960.2717 | Vantaa | 2118.1462 | 2312.1195 | 2538.4217 | 2700.0661 | 2861.7105 |  | 212.5578 | Helsinki - Helsingfors | 6197.2422 | 16.0795 | 6211278.9656 | 1030.7053 | 17.1869 | 1047.8922
| Espoo | 1809.3 | 2004.4688 | 2243.2489 | 2413.8062 | 2584.3635 | Espoo | 2661.2451 | 2963.8751 | 3316.9436 | 3569.1353 | 3821.327 |  | 61.2619 | Vantaa - Vanda | 1397.6381 | 14.0466 | 4433665.635 | 642.7095 | 16.5367 | 659.2462
| Kauniainen | 73.2 | 77.7348 | 84.4019 | 89.1642 | 93.9265 | Kauniainen | 176.1313 | 190.1071 | 206.4122 | 218.0587 | 229.7052 |  | 74.5569 | Espoo - Esbo | 1734.7431 | 15.4392 | 5211146.6004 | 830.3066 | 21.6385 | 851.9451
| TOTAL | 9751.2 | 10404.4351 | 11206.4712 | 11779.3542 | 12352.2371 | Total | 12413.2147 | 13325.2453 | 14389.2809 | 15149.3064 | 15909.3319 |  | 2.5863 | Kauniainen - Grankulla | 70.6137 | 28.5753 | 346148.16 | 102.0782 | 0.85306 | 102.9313
[7 empty] | Δtotal heat demand | 0 | 912.0306 | 1976.0662 | 2736.0917 | 3496.1172 |  | 350.9628 | Total | 9400.2372 | 74.1407 | 16202239.361 | 2605.7996 | 56.2151 | 2662.0147
| Thermal energy, which is needed to heat tap water | [6 empty] | used warm tap water per inhabitant in Helsinki metropolitan area [m3/inhabitant] * | [6 empty] | Inhabitants living in district heating buildings fration of total population in a city
|  | 2007 | 2013 | 2020 | 2025 | 2030 |  | 0.062 | *Helsingin vesi | **40% of tap water is estimated to be warm tap water |  |  |  | Helsinki | 92.5191
|  | [GWh] | [GWh] | [GWh] | [GWh] | [GWh] |  | Thermal energy needed for warm tap water calculated as | [5 empty] | Vantaa | 78.7442
| Helsinki | 229.7446 | 238.0273 | 245.3284 | 250.5434 | 255.7584 |  | Q=cpq(Twarm-Tcold)t | [5 empty] | Espoo | 77.5057
| Vantaa | 77.7986 | 85.0498 | 92.0117 | 96.9845 | 101.9573 | [7 empty] | Kauniainen | 75.1968
| Espoo | 96.1953 | 104.4079 | 114.2212 | 121.2307 | 128.2401
| Kauniainen | 3.4393 | 3.7563 | 3.8762 | 4.041 | 4.1597
| TOTAL | 407.1778 | 431.2413 | 455.4375 | 472.7996 | 490.1155
| Thermal energy, which is needed to heat indoor air | [6 empty] | District heating buildings floor arae fraction of the floor area in a city [%/100]
|  | 2007 | 2013 | 2020 | 2025 | 2030 |  |  | 2007 | 2013 | 2020 | 2025 | 2030
|  | [GWh] | [GWh] | [GWh] | [GWh] | [GWh] |  |  | [%/100] | [%/100] | [%/100] | [%/100] | [%/100]
| Helsinki | 7227.9476 | 7617.0317 | 8070.9631 | 8395.1999 | 8719.4366 |  | Helsinki | 0.8574 | 0.8574 | 0.8574 | 0.8574 | 0.8574
| Vantaa | 2040.3476 | 2227.1963 | 2445.1866 | 2600.8939 | 2756.6012 |  | Vantaa | 0.685 | 0.685 | 0.685 | 0.685 | 0.685
| Espoo | 2565.0497 | 2856.7407 | 3197.0469 | 3440.1227 | 3683.1985 |  | Espoo | 0.6763 | 0.6763 | 0.6763 | 0.6763 | 0.6763
| Kauniainen | 172.692 | 186.3949 | 202.3816 | 213.8007 | 225.2198 |  | Kauniainen | 0.4089 | 0.4089 | 0.4089 | 0.4089 | 0.4089
| TOTAL | 12006.0369 | 12887.3636 | 13915.5781 | 14650.0171 | 15384.4561
| Indoor temperature | Outdoor temperature |  | Finnish metrology insitute evaluation for difference between outdoor temperatures
|  | 2007 | 2025 | Outdoor temperature difference to year 2007 outdoor temperature in year 2025 | Factor
| [C] | [C] | [C]
| 17 | 6.68 | 7.4626 | 0.78261 | 0.92417
7.583%
|  | Heat demand if floor area increaseand global warming is taken into account in year 2025 | Day degree method
|  | By using Finnish metrology institute estimate | Q=ΣUA(Tin-Tout)
| Total heat demand in Helsinki metropolitan area[GWh] | 13539.0451
| Difference to year 2007 [GWh] | 1533.0083
|  | Heat demand increase from year 2007 to year 2025, if floor area increase, global warming and buildings energy efficiency is taken into account |  | Heat demand increase from year 2007 to year 2025, if floor area increase, global warming and buildings energy efficiency is taken into account
| Minimum saved thermal energy if 5 % of the building stock is renewed and the new building energy efficiency is 30 % better than the old building | By using Finnish metrology institute estimate | Maximum saved thermal energy if 6 % of the building stock is renewed and new buildings energy efficiency is 40 % better than old building | By using Finnish metrology institute estimate
| 180.0906 | 1073.1058 | 288.1449 | 919.805
| Total | 12899.0521 | Total | 12637.6969
| Difference | 893.0152 | Difference | 631.6601
If global warming, building stock reneval are taken into account then total heat demand increase to year 2025 is
by Finnish metrology institute estimation
|  | ΔQ | Total
| max | 893.0152 | 12899.0521 |  | Difference between increases if global warming and building stock renewing are taken / are not taken into account
| min | 631.6601 | 12637.6969 |  | 0.86542
Total need of thermal energy
|  | 2007 | 2013 | 2020 | 2025 | 2030
|  | [GWh] | [GWh] | [GWh] | [GWh] | [GWh]
| Helsinki | 7457.6922 | 7477.0975 | 7499.7371 | 7515.9082 | 7532.0794
| Vantaa | 2118.1462 | 2194.7132 | 2284.0414 | 2347.8473 | 2411.6532
| Espoo | 2661.2451 | 2806.956 | 2976.9522 | 3098.378 | 3219.8038
| Kauniainen | 176.1313 | 180.4436 | 185.4746 | 189.0682 | 192.6618
| TOTAL | 12413.2147 | 12659.2104 | 12946.2053 | 13110.4965 | 13356.1981
| Increased need for heating to year 2007 | 0 | 245.9957 | 532.9906 | 697.2818 | 942.9834
| Consumption of district heating and future estimations for consumption, if floor area increase, global warming and renew of building stock are taken into account | [33 empty] | Consumpitons taken from Adato Energia Oy:s statistics, District heating in Finland. Future estimations are calculated
| District heating consumption past and estimated in future | 1998 | 1999 | 2000 | 2001 | 2002 | 2003 | 2004 | 2005 | 2006 | 2007 | 2008 | 2009 | 2010 | 2011 | 2012 | 2013 | 2014 | 2015 | 2016 | 2017 | 2018 | 2019 | 2020 | 2021 | 2022 | 2023 | 2024 | 2025 | 2026 | 2027 | 2028 | 2029 | 2030
| Helsinki | 6405.8 | 6251.6 | 5875.5 | 6613.3 | 6707.5 | 6931.4 | 6622.3 | 6531.3 | 6596.6 | 6409.8 | 6409.9772 | 6410.1545 | 6410.3317 | 6410.509 | 6410.6862 | 6410.8634 | 6420.8248 | 6422.3998 | 6423.9747 | 6425.5497 | 6427.1247 | 6428.6996 | 6430.2746 | 6436.5087 | 6438.4164 | 6440.3242 | 6442.232 | 6444.1397 | 6449.6214 | 6451.7173 | 6453.8131 | 6455.909 | 6458.0049
| Vantaa | 1245.2 | 1230.7 | 1191.1 | 1378.2 | 1386.6 | 1480.1 | 1450.4 | 1482.1 | 1492.6 | 1458.9 | 1466.3131 | 1473.7262 | 1481.1393 | 1488.5524 | 1495.9655 | 1503.3786 | 1515.7984 | 1523.9267 | 1532.055 | 1540.1834 | 1548.3117 | 1556.44 | 1564.5684 | 1575.0809 | 1583.3795 | 1591.6781 | 1599.9768 | 1608.2754 | 1618.4029 | 1626.7978 | 1635.1927 | 1643.5875 | 1651.9824
| Espoo | 0 | 0 | 0 | 0 | 0 | 0 | 0 | 0 | 0 | 1809.3 | 1824.1407 | 1838.9815 | 1853.8222 | 1868.6629 | 1883.5036 | 1898.3444 | 1919.153 | 1934.8463 | 1950.5396 | 1966.2329 | 1981.9262 | 1997.6195 | 2013.3128 | 2031.8479 | 2047.7442 | 2063.6405 | 2079.5367 | 2095.433 | 2113.5093 | 2129.5203 | 2145.5313 | 2161.5423 | 2177.5533
| Kauniainen | 0 | 0 | 0 | 0 | 0 | 0 | 0 | 0 | 0 | 73.2 | 73.2972 | 73.3945 | 73.4917 | 73.5889 | 73.6861 | 73.7834 | 74.6218 | 74.825 | 75.0281 | 75.2312 | 75.4343 | 75.6374 | 75.8406 | 75.4363 | 76.0753 | 76.6504 | 77.0816 | 77.31 | 73.1493 | 78.0516 | 78.2942 | 78.5368 | 78.7794
Need for district heating
2007
[GWh]
[10 empty] | Helsingin Energia | 6409.8
[10 empty] | Vantaan Energia Oy | 1458.9
[10 empty] | Fortum Power and Heat Oy, Espoo | 1809.3
[10 empty] | Kauniainen | 73.2
|  | 2006: TOTAL; 2007: 9751.2; 2030: 0 | 0
0
Sensitivity analysis, if other heating methods U.value is +- 20 % of the estimated value
Helsinki | 7251.5511 | 1998: 7318.8074; 1999: 7397.273; 2000: 7453.3199; 2001: 7509.3668; 2004: 0.97236; 2005: 0.97253; 2006: 0.97273; 2007: 0.97286; 2008: 0.973
Vantaa | 1989.6043 | 1998: 2076.1552; 1999: 2177.1313; 2000: 2249.257; 2001: 2321.3828; 2004: 0.93931; 2005: 0.93956; 2006: 0.93982; 2007: 0.93999; 2008: 0.94015
Espoo | 2495.1837 | 1998: 2651.0189; 1999: 2832.8266; 2000: 2962.6893; 2001: 3092.5519; 2004: 0.9376; 2005: 0.93782; 2006: 0.93804; 2007: 0.93818; 2008: 0.93831
Kauniainen | 155.7156 | 1998: 160.6562; 1999: 166.4201; 2000: 170.5372; 2001: 174.6543; 2004: 0.88409; 2005: 0.8843; 2006: 0.88452; 2007: 0.88467; 2008: 0.88482
TOTAL | 11892.0548 | 1998: 12206.6377; 1999: 12573.651; 2000: 12803.9518; 2001: 13097.9559; 2004: 0.95802; 2005: 0.95785; 2006: 0.95768; 2007: 0.95747; 2008: 0.95744
| 2007 | 1998: 2013; 1999: 2020; 2000: 2025; 2001: 2030
| [GWh] | 1998: [GWh]; 1999: [GWh]; 2000: [GWh]; 2001: [GWh]; 2004: 2007; 2005: 2013; 2006: 2020; 2007: 2025; 2008: 2030
Helsinki | 7457.6922 | 1998: 7525.5315; 1999: 7604.6774; 2000: 7661.2101; 2001: 7717.7429; 2004: [GWh]; 2005: [GWh]; 2006: [GWh]; 2007: [GWh]; 2008: [GWh]
Vantaa | 2118.1462 | 1998: 2209.7184; 1999: 2316.5527; 2000: 2392.8629; 2001: 2469.1731; 2004: 4.198%; 2005: 4.215%; 2006: 4.232%; 2007: 4.253%; 2008: 4.256%
Espoo | 2661.2451 | 1998: 2826.8029; 1999: 3019.9538; 2000: 3157.9187; 2001: 3295.8836; 2004: 11892.0548; 2005: 12206.6377; 2006: 12573.651; 2007: 12803.9518; 2008: 13097.9559
Kauniainen | 176.1313 | 1998: 181.677; 1999: 188.1471; 2000: 192.7686; 2001: 197.3901; 2004: 12413.2147; 2005: 12743.7299; 2006: 13129.331; 2007: 13372.6967; 2008: 13680.1896
TOTAL | 12413.2147 | 1998: 12743.7299; 1999: 13129.331; 2000: 13372.6967; 2001: 13680.1896; 2004: 4.198%; 2005: 4.215%; 2006: 4.232%; 2007: 4.253%; 2008: 4.256%
Increased need for heating to year 2007 | 0 | 1998: 330.5152; 1999: 716.1163; 2000: 959.482; 2001: 1266.9749; 2004: 12934.3746; 2005: 13280.8163; 2006: 13684.9983; 2007: 13941.4416; 2008: 14262.4011
| 2007 | 1998: 2013; 1999: 2020; 2000: 2025; 2001: 2030
| [GWh] | 1998: [GWh]; 1999: [GWh]; 2000: [GWh]; 2001: [GWh]
Helsinki | 7663.8333 | 1998: 7732.2886; 1999: 7812.1531; 2000: 7869.1992; 2001: 7926.2453
Vantaa | 2246.6881 | 1998: 2343.2675; 1999: 2455.9435; 2000: 2536.4264; 2001: 2616.9092
Espoo | 2827.3064 | 1998: 3002.5667; 1999: 3207.037; 2000: 3353.0872; 2001: 3499.1375; 2004: 1.0276; 2005: 1.0275; 2006: 1.0273; 2007: 1.0271; 2008: 1.027
Kauniainen | 196.5469 | 1998: 202.6936; 1999: 209.8646; 2000: 214.9868; 2001: 220.109; 2004: 1.0607; 2005: 1.0604; 2006: 1.0602; 2007: 1.06; 2008: 1.0598
TOTAL | 12934.3746 | 1998: 13280.8163; 1999: 13684.9983; 2000: 13941.4416; 2001: 14262.4011; 2004: 1.0624; 2005: 1.0622; 2006: 1.0619; 2007: 1.0618; 2008: 1.0617
[8 empty] | 1.1159 | 1.1157 | 1.1154 | 1.1153 | 1.1151
[8 empty] | 1.042 | 1.0421 | 1.0423 | 1.0425 | 1.0426
Small scale DH units production if proportion are same as in 2007
| 2007 | 1998: 2013; 1999: 2020; 2000: 2030
Airport | 4.6 | 1998: 4.7663; 1999: 4.9604; 2000: 5.0952; 2001: Vantaa
Auroranportti | 0.1 | 1998: 0.10548; 1999: 0.11187; 2000: 0.11625; 2001: Espoo
Fazer | 29 | 1998: 30.0485; 1999: 31.2719; 2000: 32.1219; 2001: Vantaa
HK | 17 | 1998: 17.6147; 1999: 18.3318; 2000: 18.8301; 2001: Vantaa
Juvanmalmi | 36 | 1998: 37.9714; 1999: 40.2714; 2000: 41.8499; 2001: Espoo
Kalajärvi | 6.2 | 1998: 6.5395; 1999: 6.9356; 2000: 7.2075; 2001: Espoo
Katriina | 6.1 | 1998: 6.3206; 1999: 6.5779; 2000: 6.7567; 2001: Vantaa
Kirkkonummi | 1.3 | 1998: 1.3712; 1999: 1.4542; 2000: 1.5112; 2001: Espoo
Masala | 6.5 | 1998: 6.856; 1999: 7.2712; 2000: 7.5562; 2001: Espoo
Metsola | 0 | 1998: 0; 2001: Vantaa
Pähkinärinne | 0 | 1998: 0; 1999: 0; 2000: 0; 2001: Vantaa
Salmisaari | 0 | 1998: 0; 1999: 0; 2000: 0; 2001: Helsinki
Suomenoja | 16.5 | 1998: 17.4036; 1999: 18.4577; 2000: 19.1812; 2001: Espoo
Viinikkala | 0 | 1998: 0; 1999: 0; 2000: 0; 2001: Vantaa
Thermal energy need increase in cities
| 2013 | 1998: 2020; 1999: 2030
Helsinki | 0.0026101 | 1998: 0.0030371; 1999: 0.0021581
Vantaa | 0.036157 | 1998: 0.040711; 1999: 0.027182
Espoo | 0.054762 | 1998: 0.060572; 1999: 0.039196
Kauniainen | 0.024492 | 1998: 0.027891; 1999: 0.019013

## Emissions
Emission factors used
| Natural gas | Coal | Heavy fuel oil | Light fuel oil | Wood | Peat |  | Efficiency estimations used
Carbon dioxide [t/Mwhfuel] | 0.203 | 0.34 | 0.278 | 0.267 | 0.409 | 0.382 |  |  | Consumption of energy | Beneficial energy | Fraction | Efficiency
PM2,5-factor for large scale district heating plants [kg/MWhthermal] | 0 | 0.01476 | 0.1116 | 0.00072 | 0.01476 | 0.01476 |  |  | TJ | GWh | % | %
PM2,5-factor for small scale district heating plants [kg/MWhthermal] | 0 | 0.108 | 0.1116 | 0.00072 | 0.108 | 0.108 |  | Wood | 41400 | 6325 | 13 | 55
PM2,5-factor for other used heating methods [kg/MWhthermal] | - | - | - | 0.00072 | 2.52 | - |  | Peat | 510 | 85 | 0.2 | 60
[8 empty] | Coal | 90 | 15 | 0.03 | 60
[8 empty] | Heavy fuel oil | 3330 | 768 | 1.6 | 83
[8 empty] | Light fuel oil | 43100 | 9338 | 19 | 78
[8 empty] | Natural gas | 2020 | 505 | 1 | 90
Base Scenario
Total | 2007 | 2013 | 2020 | 2030 | 2020 nuclear | 2030 nuclear
Carbon dioxide emissions [1000*t] | 6083900 | 6050800 | 6027100 | 6071600 | 1461100 | 1607900
PM2,5-emissions [t] | 676.66 | 806.37 | 944.59 | 1082.9 | 794.84 | 935.65
Total | 2007 | 2013 | 2020 | 2030 | 2020 nuclear | 2030 nuclear
Carbon dioxide emissions [1000*t] | 6083.9 | 6050.8 | 6027.1 | 6071.6 | 1461.1 | 1607.9
PM2,5-emissions [t] | 676.66 | 806.37 | 944.59 | 1082.9 | 794.84 | 935.65
Small sclae district heating untis | 2007 |  |  | 2013 |  |  | 2020 |  |  | 2030 |  |  | 2020 nuclear |  |  | 2030 nuclear
| Espoo | Vantaa | Helsinki | Espoo | Vantaa | Helsinki | Espoo | Vantaa | Helsinki | Espoo | Vantaa | Helsinki | Espoo | Vantaa | Helsinki | Espoo | Vantaa | Helsinki
Carbon dioxide emissions [1000*t] | 12318.8374 | 11418.0636 | 0 | 13136.9396 | 11917.5867 | 0 | 13932.6711 | 12402.7646 | 0 | 14478.774 | 12739.9001 | 0 | 13932.7176 | 12402.7646 | 0 | 14478.774 | 12739.9001 | 0
PM2,5-emissions [t] | 0.10834 | 0.11475 | 0 | 0.11526 | 0.12044 | 0 | 0.12224 | 0.12534 | 0 | 0.12703 | 0.12875 | 0 | 0.12224 | 0.12534 | 0 | 0.12703 | 0.12875 | 0
Small sclae district heating untis | 2007 | 2013 | 2020 | 2030 | 2020 nuclear | 2030 nuclear
Carbon dioxide emissions [1000*t] | 23.7369 | 25.0545 | 26.3354 | 27.2187 | 26.3355 | 27.2187
PM2,5-emissions [t] | 0.22309 | 0.23569 | 0.24758 | 0.25577 | 0.24758 | 0.25577
Other used heating methods | 2007 |  |  |  | 2013 |  |  |  | 2020 |  |  |  | 2030 |  |  |  | 2020 nuclear |  |  |  | 2030 nuclear
| Espoo | Helsinki | Kauniainen | Vantaa | Espoo | Helsinki | Kauniainen | Vantaa | Espoo | Helsinki | Kauniainen | Vantaa | Espoo | Helsinki | Kauniainen | Vantaa | Espoo | Helsinki | Kauniainen | Vantaa | Espoo | Helsinki | Kauniainen | Vantaa
Carbon dioxide emissions [1000*t] | 288904.2267 | 273647.6689 | 31328.2993 | 205478.1494 | 369774.7023 | 358633.0586 | 33729.9664 | 251703.6357 | 456669.5408 | 447915.968 | 36339.524 | 301341.7758 | 571247.1341 | 507417.6974 | 39800.502 | 366161.6906 | 456669.5408 | 447915.968 | 36339.524 | 301341.7758 | 571247.1341 | 507417.6974 | 39800.502 | 366161.6906
PM2,5-emissions [t] | 157.7354 | 225.6022 | 16.8022 | 100.3944 | 201.889 | 295.6663 | 18.0902 | 122.9797 | 249.3317 | 369.2735 | 19.4898 | 147.2324 | 311.8885 | 418.3282 | 21.346 | 178.9027 | 249.3317 | 369.2735 | 19.4898 | 147.2324 | 311.8885 | 418.3282 | 21.346 | 178.9027
Other used heating methods | 2007 | 2013 | 2020 | 2030 | 2020 nuclear | 2030 nuclear
Carbon dioxide emissions [1000*t] | 799.3583 | 1013.8414 | 1242.2668 | 1484.627 | 1242.2668 | 1484.627
PM2,5-emissions [t] | 500.5342 | 638.6253 | 785.3273 | 930.4655 | 785.3273 | 930.4655
Large scale district heating units | 2007 | 2013 | 2020 | 2030 | 2020 nuclear | 2030 nuclear
Carbon dioxide emissions [1000*t] | 5260.8048 | 5011.9041 | 4758.4978 | 4559.7543 | 192.4977 | 96.0543
PM2,5-emissions [t] | 175.9027 | 167.5091 | 159.0151 | 152.1787 | 9.2651 | 4.9287
Total | 2007 | 2013 | 2020 | 2030 | 2020 nuclear | 2030 nuclear
Carbon dioxide emissions [1000*t] | 6083.9 | 6050.8 | 6027.1 | 6071.6 | 1461.1 | 1607.9
PM2,5-emissions [t] | 676.66 | 806.37 | 944.59 | 1082.9 | 794.84 | 935.65
Small scale district heating units | 2007 | 2013 | 2020 | 2030 | 2020 nuclear | 2030 nuclear
Carbon dioxide [1000*t] | 23.7369 | 25.0545 | 26.3354 | 27.2187 | 26.3355 | 27.2187
PM2,5 [t] | 0.22309 | 0.23569 | 0.24758 | 0.25577 | 0.24758 | 0.25577
Other used heating methods | 2007 | 2013 | 2020 | 2030 | 2020 nuclear | 2030 nuclear
Carbon dioxide [1000*t] | 799.3583 | 1013.8414 | 1242.2668 | 1484.627 | 1242.2668 | 1484.627
PM2,5 [t] | 500.5342 | 638.6253 | 785.3273 | 930.4655 | 785.3273 | 930.4655
Large scale district heating units | 2007 | 2013 | 2020 | 2030 | 2020 nuclear | 2030 nuclear
Carbon dioxide emissions [1000*t] | 5260.8048 | 5011.9041 | 4758.4978 | 4559.7543 | 192.4977 | 96.0543
PM2,5-emissions [t] | 175.9027 | 167.5091 | 159.0151 | 152.1787 | 9.2651 | 4.9287
Scenario 1
Total | 2007 | 2013 | 2020 | 2030 | 2020 nuclear | 2030 nuclear
Carbon dioxide emissions [1000*t] | 6083900 | 6193700 | 6320100 | 6502200 | 1659700 | 1841700
PM2,5-emissions [t] | 676.66 | 693.12 | 712.28 | 739.74 | 561.16 | 588.67
Total | 2007 | 2013 | 2020 | 2030 | 2020 nuclear | 2030 nuclear
Carbon dioxide emissions [1000*t] | 6083.9 | 6193.7 | 6320.1 | 6502.2 | 1659.7 | 1841.7
PM2,5-emissions [t] | 676.66 | 693.12 | 712.28 | 739.74 | 561.16 | 588.67
Small sclae district heating untis | 2007 |  |  | 2013 |  |  | 2020 |  |  | 2030 |  |  | 2020 nuclear |  |  | 2030 nuclear
| Espoo | Vantaa | Helsinki | Espoo | Vantaa | Helsinki | Espoo | Vantaa | Helsinki | Espoo | Vantaa | Helsinki | Espoo | Vantaa | Helsinki | Espoo | Vantaa | Helsinki
Carbon dioxide emissions [1000*t] | 12318.8374 | 11418.0636 | 0 | 13136.9396 | 11917.5867 | 0 | 13932.6711 | 12402.7646 | 0 | 14478.774 | 12739.9001 | 0 | 13932.7176 | 12402.7646 | 0 | 14478.774 | 12739.9001 | 0
PM2,5-emissions [t] | 0.10834 | 0.11475 | 0 | 0.11526 | 0.12044 | 0 | 0.12224 | 0.12534 | 0 | 0.12703 | 0.12875 | 0 | 0.12224 | 0.12534 | 0 | 0.12703 | 0.12875 | 0
Small sclae district heating untis | 2007 | 2013 | 2020 | 2030 | 2020 nuclear | 2030 nuclear
Carbon dioxide emissions [1000*t] | 23.7369 | 25.0545 | 26.3354 | 27.2187 | 26.3355 | 27.2187
PM2,5-emissions [t] | 0.22309 | 0.23569 | 0.24758 | 0.25577 | 0.24758 | 0.25577
Other used heating methods | 2007 |  |  |  | 2013 |  |  |  | 2020 |  |  |  | 2030 |  |  |  | 2020 nuclear |  |  |  | 2030 nuclear
| Espoo | Helsinki | Kauniainen | Vantaa | Espoo | Helsinki | Kauniainen | Vantaa | Espoo | Helsinki | Kauniainen | Vantaa | Espoo | Helsinki | Kauniainen | Vantaa | Espoo | Helsinki | Kauniainen | Vantaa | Espoo | Helsinki | Kauniainen | Vantaa
Carbon dioxide emissions [1000*t] | 288904.2267 | 273647.6689 | 31328.2993 | 205478.1494 | 304725.232 | 274361.9858 | 32095.5943 | 212907.2106 | 323183.0572 | 275195.2479 | 32990.7735 | 221574.8351 | 349551.4127 | 276385.6519 | 34269.5946 | 233957.2668 | 323183.0572 | 275195.2479 | 32990.7735 | 221574.8351 | 349551.4127 | 276385.6519 | 34269.5946 | 233957.2668
PM2,5-emissions [t] | 157.7354 | 225.6022 | 16.8022 | 100.3944 | 166.3734 | 226.1911 | 17.2137 | 104.0242 | 176.4509 | 226.8781 | 17.6938 | 108.2591 | 190.8475 | 227.8595 | 18.3797 | 114.309 | 176.4509 | 226.8781 | 17.6938 | 108.2591 | 190.8475 | 227.8595 | 18.3797 | 114.309
Other used heating methods | 2007 | 2013 | 2020 | 2030 | 2020 nuclear | 2030 nuclear
Carbon dioxide emissions [1000*t] | 799.3583 | 824.09 | 852.9439 | 894.1639 | 852.9439 | 894.1639
PM2,5-emissions [t] | 500.5342 | 513.8023 | 529.2819 | 551.3956 | 529.2819 | 551.3956
Large scale district heating units | 2007 | 2013 | 2020 | 2030 | 2020 nuclear | 2030 nuclear
Carbon dioxide emissions [1000*t] | 5260.8048 | 5344.5555 | 5440.8207 | 5580.8174 | 780.4206 | 920.3174
PM2,5-emissions [t] | 175.9027 | 179.082 | 182.7505 | 188.0886 | 31.6305 | 37.0186
Total | 2007 | 2013 | 2020 | 2030 | 2020 nuclear | 2030 nuclear
Carbon dioxide emissions [1000*t] | 6083.9 | 6193.7 | 6320.1 | 6502.2 | 1659.7 | 1841.7
PM2,5-emissions [t] | 676.66 | 693.12 | 712.28 | 739.74 | 561.16 | 588.67
Small scale district heating units | 2007 | 2013 | 2020 | 2030 | 2020 nuclear | 2030 nuclear
Carbon dioxide [1000*t] | 23.7369 | 25.0545 | 26.3354 | 27.2187 | 26.3355 | 27.2187
PM2,5 [t] | 0.22309 | 0.23569 | 0.24758 | 0.25577 | 0.24758 | 0.25577
Other used heating methods | 2007 | 2013 | 2020 | 2030 | 2020 nuclear | 2030 nuclear
Carbon dioxide [1000*t] | 799.3583 | 824.09 | 852.9439 | 894.1639 | 852.9439 | 894.1639
PM2,5 [t] | 500.5342 | 513.8023 | 529.2819 | 551.3956 | 529.2819 | 551.3956
Large scale district heating units | 2007 | 2013 | 2020 | 2030 | 2020 nuclear | 2030 nuclear
Carbon dioxide emissions [1000*t] | 5260.8048 | 5344.5555 | 5440.8207 | 5580.8174 | 780.4206 | 920.3174
PM2,5-emissions [t] | 175.9027 | 179.082 | 182.7505 | 188.0886 | 31.6305 | 37.0186
Scenario 2
Total | 2007 | 2013 | 2020 | 2030 | 2020 nuclear | 2030 nuclear
Carbon dioxide emissions [1000*t] | 6083900 | 6239900 | 6411100 | 6661500 | 1750400 | 2000600
PM2,5-emissions [t] | 676.66 | 662.21 | 650.89 | 631.8 | 499.93 | 481.02
Total | 2007 | 2013 | 2020 | 2030 | 2020 nuclear | 2030 nuclear
Carbon dioxide emissions [1000*t] | 6083.9 | 6239.9 | 6411.1 | 6661.5 | 1750.4 | 2000.6
PM2,5-emissions [t] | 676.66 | 662.21 | 650.89 | 631.8 | 499.93 | 481.02
Small sclae district heating untis | 2007 |  |  | 2013 |  |  | 2020 |  |  | 2030 |  |  | 2020 nuclear |  |  | 2030 nuclear
| Espoo | Vantaa | Helsinki | Espoo | Vantaa | Helsinki | Espoo | Vantaa | Helsinki | Espoo | Vantaa | Helsinki | Espoo | Vantaa | Helsinki | Espoo | Vantaa | Helsinki
Carbon dioxide emissions [1000*t] | 12318.8374 | 11418.0636 | 0 | 13136.9396 | 11917.5867 | 0 | 13932.6711 | 12402.7646 | 0 | 14478.774 | 12739.9001 | 0 | 13932.7176 | 12402.7646 | 0 | 14478.774 | 12739.9001 | 0
PM2,5-emissions [t] | 0.10834 | 0.11475 | 0 | 0.11526 | 0.12044 | 0 | 0.12224 | 0.12534 | 0 | 0.12703 | 0.12875 | 0 | 0.12224 | 0.12534 | 0 | 0.12703 | 0.12875 | 0
Small sclae district heating untis | 2007 | 2013 | 2020 | 2030 | 2020 nuclear | 2030 nuclear
Carbon dioxide emissions [1000*t] | 23.7369 | 25.0545 | 26.3354 | 27.2187 | 26.3355 | 27.2187
PM2,5-emissions [t] | 0.22309 | 0.23569 | 0.24758 | 0.25577 | 0.24758 | 0.25577
Other used heating methods | 2007 |  |  |  | 2013 |  |  |  | 2020 |  |  |  | 2030 |  |  |  | 2020 nuclear |  |  |  | 2030 nuclear
| Espoo | Helsinki | Kauniainen | Vantaa | Espoo | Helsinki | Kauniainen | Vantaa | Espoo | Helsinki | Kauniainen | Vantaa | Espoo | Helsinki | Kauniainen | Vantaa | Espoo | Helsinki | Kauniainen | Vantaa | Espoo | Helsinki | Kauniainen | Vantaa
Carbon dioxide emissions [1000*t] | 288904.2267 | 273647.6689 | 31328.2993 | 205478.1494 | 300300.7384 | 263587.6021 | 31226.825 | 167149.0577 | 313099.1867 | 251844.1785 | 31059.6607 | 135688.2086 | 330221.8783 | 234908.4222 | 30721.4654 | 85561.5147 | 313099.1867 | 251844.1785 | 31059.6607 | 135688.2086 | 330221.8783 | 234908.4222 | 30721.4654 | 85561.5147
PM2,5-emissions [t] | 157.7354 | 225.6022 | 16.8022 | 100.3944 | 163.9577 | 217.3084 | 16.7477 | 81.6672 | 170.9454 | 207.6268 | 16.6581 | 66.2958 | 180.294 | 193.6646 | 16.4767 | 41.8044 | 170.9454 | 207.6268 | 16.6581 | 66.2958 | 180.294 | 193.6646 | 16.4767 | 41.8044
Other used heating methods | 2007 | 2013 | 2020 | 2030 | 2020 nuclear | 2030 nuclear
Carbon dioxide emissions [1000*t] | 799.3583 | 762.2642 | 731.6912 | 681.4133 | 731.6912 | 681.4133
PM2,5-emissions [t] | 500.5342 | 479.6811 | 461.5261 | 432.2397 | 461.5261 | 432.2397
Large scale district heating units | 2007 | 2013 | 2020 | 2030 | 2020 nuclear | 2030 nuclear
Carbon dioxide emissions [1000*t] | 5260.8048 | 5452.5813 | 5653.0733 | 5952.868 | 992.3733 | 1291.968
PM2,5-emissions [t] | 175.9027 | 182.2932 | 189.1163 | 199.3045 | 38.1563 | 48.5245
Total | 2007 | 2013 | 2020 | 2030 | 2020 nuclear | 2030 nuclear
Carbon dioxide emissions [1000*t] | 6083.9 | 6239.9 | 6411.1 | 6661.5 | 1750.4 | 2000.6
PM2,5-emissions [t] | 676.66 | 662.21 | 650.89 | 631.8 | 499.93 | 481.02
Small scale district heating units | 2007 | 2013 | 2020 | 2030 | 2020 nuclear | 2030 nuclear
Carbon dioxide [1000*t] | 23.7369 | 25.0545 | 26.3354 | 27.2187 | 26.3355 | 27.2187
PM2,5 [t] | 0.22309 | 0.23569 | 0.24758 | 0.25577 | 0.24758 | 0.25577
Other used heating methods | 2007 | 2013 | 2020 | 2030 | 2020 nuclear | 2030 nuclear
Carbon dioxide [1000*t] | 799.3583 | 762.2642 | 731.6912 | 681.4133 | 731.6912 | 681.4133
PM2,5 [t] | 500.5342 | 479.6811 | 461.5261 | 432.2397 | 461.5261 | 432.2397
Large scale district heating units | 2007 | 2013 | 2020 | 2030 | 2020 nuclear | 2030 nuclear
Carbon dioxide emissions [1000*t] | 5260.8048 | 5452.5813 | 5653.0733 | 5952.868 | 992.3733 | 1291.968
PM2,5-emissions [t] | 175.9027 | 182.2932 | 189.1163 | 199.3045 | 38.1563 | 48.5245

## Cost
| Base Scenario Emissions | [6 empty] | Scenario 1 Emissions | [6 empty] | Scenario 2 Emissions
| Total | 2007 | 2013 | 2020 | 2030 | 2020 nuclear | 2030 nuclear | Total | 2007 | 2013 | 2020 | 2030 | 2020 nuclear | 2030 nuclear | Total | 2007 | 2013 | 2020 | 2030 | 2020 nuclear | 2030 nuclear
| Carbon dioxide emissions [1000*t] | 6083.9 | 6050.8 | 6027.1 | 6071.6 | 1461.1 | 1607.9 | Carbon dioxide emissions [1000*t] | 6083.9 | 6193.7 | 6320.1 | 6502.2 | 1659.7 | 1841.7 | Carbon dioxide emissions [1000*t] | 6083.9 | 6239.9 | 6411.1 | 6661.5 | 1750.4 | 2000.6
| PM2,5-emissions [t] | 676.66 | 806.37 | 944.59 | 1082.9 | 794.84 | 935.65 | PM2,5-emissions [t] | 676.66 | 693.12 | 712.28 | 739.74 | 561.16 | 588.67 | PM2,5-emissions [t] | 676.66 | 662.21 | 650.89 | 631.8 | 499.93 | 481.02
| Small scale district heating units | 2007 | 2013 | 2020 | 2030 | 2020 nuclear | 2030 nuclear | Small scale district heating units | 2007 | 2013 | 2020 | 2030 | 2020 nuclear | 2030 nuclear | Small scale district heating units | 2007 | 2013 | 2020 | 2030 | 2020 nuclear | 2030 nuclear
| Carbon dioxide [1000*t] | 23.7369 | 25.0545 | 26.3354 | 27.2187 | 26.3355 | 27.2187 | Carbon dioxide [1000*t] | 23.7369 | 25.0545 | 26.3354 | 27.2187 | 26.3355 | 27.2187 | Carbon dioxide [1000*t] | 23.7369 | 25.0545 | 26.3354 | 27.2187 | 26.3355 | 27.2187
| PM2,5 [t] | 0.22309 | 0.23569 | 0.24758 | 0.25577 | 0.24758 | 0.25577 | PM2,5 [t] | 0.22309 | 0.23569 | 0.24758 | 0.25577 | 0.24758 | 0.25577 | PM2,5 [t] | 0.22309 | 0.23569 | 0.24758 | 0.25577 | 0.24758 | 0.25577
| Other used heating methods | 2007 | 2013 | 2020 | 2030 | 2020 nuclear | 2030 nuclear | Other used heating methods | 2007 | 2013 | 2020 | 2030 | 2020 nuclear | 2030 nuclear | Other used heating methods | 2007 | 2013 | 2020 | 2030 | 2020 nuclear | 2030 nuclear
| Carbon dioxide [1000*t] | 799.3583 | 1013.8414 | 1242.2668 | 1484.627 | 1242.2668 | 1484.627 | Carbon dioxide [1000*t] | 799.3583 | 824.09 | 852.9439 | 894.1639 | 852.9439 | 894.1639 | Carbon dioxide [1000*t] | 799.3583 | 762.2642 | 731.6912 | 681.4133 | 731.6912 | 681.4133
| PM2,5 [t] | 500.5342 | 638.6253 | 785.3273 | 930.4655 | 785.3273 | 930.4655 | PM2,5 [t] | 500.5342 | 513.8023 | 529.2819 | 551.3956 | 529.2819 | 551.3956 | PM2,5 [t] | 500.5342 | 479.6811 | 461.5261 | 432.2397 | 461.5261 | 432.2397
| Large scale district heating units | 2007 | 2013 | 2020 | 2030 | 2020 nuclear | 2030 nuclear | Large scale district heating units | 2007 | 2013 | 2020 | 2030 | 2020 nuclear | 2030 nuclear | Large scale district heating units | 2007 | 2013 | 2020 | 2030 | 2020 nuclear | 2030 nuclear
| Carbon dioxide emissions [1000*t] | 5260.8048 | 5011.9041 | 4758.4978 | 4559.7543 | 192.4977 | 96.0543 | Carbon dioxide emissions [1000*t] | 5260.8048 | 5344.5555 | 5440.8207 | 5580.8174 | 780.4206 | 920.3174 | Carbon dioxide emissions [1000*t] | 5260.8048 | 5452.5813 | 5653.0733 | 5952.868 | 992.3733 | 1291.968
| PM2,5-emissions [t] | 175.9027 | 167.5091 | 159.0151 | 152.1787 | 9.2651 | 4.9287 | PM2,5-emissions [t] | 175.9027 | 179.082 | 182.7505 | 188.0886 | 31.6305 | 37.0186 | PM2,5-emissions [t] | 175.9027 | 182.2932 | 189.1163 | 199.3045 | 38.1563 | 48.5245
|  |  |  | 0.26482 | 0.28324 | 0.30032 | [5 empty] | 151.12 | 4660.4 | 4660.5 | 151.07
|  | Difference between the base scenario and scenario 1 |  | Difference between the base scenario and scenario 2 |  |  |  | DH network extencion emission trading cost[M€] | [6 empty] | DH network extencion emission trading cost[M€] | [5 empty] | Cost per PM2,5-reduction [€/kgPM2,5] |  |  |  |  | Cost per PM2,5-reduction [€/kgPM2,5]
|  | Carbon dioxide emissions of district heating | PM2,5-emissions of energy production in Helsinki Metropolitan area | Carbon dioxide emissions of district heating | PM2,5-emissions of energy production in Helsinki Metropolitan area |  | Price of emission right [€/tCO2] | 2013 | 2020 | 2030 | 2020 nuclear | 2030 nuclear |  | Price of emission right [€/tCO2] | 2013 | 2020 | 2030 | 2020 nuclear | 2030 nuclear |  | 2013 | 2020 | 2030 | 2020 nuclear | 2030 nuclear | 2013 | 2020 | 2030 | 2020 nuclear | 2030 nuclear
|  | [1000*t] | [t] | [1000*t] | [t] |  | 14 | 4.6571 | 9.5525 | 14.2949 | 8.2309 | 11.5397 |  | 14 | 6.1695 | 12.5241 | 19.5036 | 11.1983 | 16.7428 |  | 41.1225 | 41.1197 | 41.6566 | 35.223 | 33.2575 | 42.7961 | 42.6423 | 43.2356 | 37.9718 | 36.8273
| 2013 | 332.6513 | -113.25 | 440.6771 | -144.16 |  | 23 | 7.651 | 15.6934 | 23.4845 | 13.5222 | 18.9581 |  | 23 | 10.1356 | 20.5752 | 32.0416 | 18.3971 | 27.506 |  | 67.5583 | 67.5538 | 68.4359 | 57.8664 | 54.6373 | 70.3078 | 70.0553 | 71.03 | 62.3822 | 60.502
| 2020 | 682.3229 | -232.31 | 894.5756 | -293.7 |  | 60 | 19.9591 | 40.9394 | 61.2638 | 35.2754 | 49.4558 |  | 60 | 26.4406 | 53.6745 | 83.5868 | 47.9925 | 71.7548 |  | 176.2391 | 176.2273 | 178.5283 | 150.9559 | 142.5321 | 183.4117 | 182.7529 | 185.2956 | 162.7362 | 157.8313
| 2030 | 1021.0631 | -343.16 | 1393.1137 | -451.1
| 2020 nuclear | 587.9229 | -233.68 | 799.8756 | -294.91
| 2030 nuclear | 824.2631 | -346.98 | 1195.9137 | -454.63
| . | . | . | . | Scenario 1 | Scenario 2 |  |  | New DH buildings in the year 2020 |  | New DH buildings in the year 2025 |  | New DH buildings in the year 2030
| . | Base Scenario | Scenario 1 | Scenario 2 | Nuclear | Nuclear
| Lenght of main district heating network line in Helsinki Metropolitan area [km] | 2431.2 | 2431.2 | 2431.2 | 2431.2 | 2431.2 |  |  | Scenario 1 | Scenario 2 | Scenario 1 | Scenario 2 | Scenario 1 | Scenario 2
| Total floor area of buildings, which are heated by district heating, in Helsinki metropolitan area [km2] | 58.1156 | 58.1156 | 58.1156 | 58.1156 | 58.1156 |  |  | 22184.1205 | 23134.5125 | 30716.4745 | 32032.4019 | 39248.8285 | 40930.2913
| Main district heating network line / total floor area of buildings, which are heated by district heating [km/km2] | 41.8339 | 41.8339 | 41.8339 | 41.8339 | 41.8339 |  |  | 4610.2027 | 4807.7088 | 6383.3576 | 6656.8276 | 8156.5124 | 8505.9464
| Floor area increase of buildings in 2030, which are heated by district heating [km2] | 0 | 15.9101 | 21.2965 | 15.9101 | 21.2965
| New main district heating network line [km] | 0 | 665.5812 | 890.916 | 665.5812 | 890.916
| Building cost per new district heating line [€/km] | 218000 | 218000 | 218000 | 218000 | 218000 | *Taken from Kaukolämmön laajentamiselvitys 2009. Paraisten Kaukolämpö Oy (does not include taxes)
| Building cost of new district heating network [M€] | 0 | 145.0967 | 194.2197 | 145.0967 | 194.2197
| New seperate residential houses connected to district heating network | 0 | 39248.8285 | 40930.2913 | 39248.8285 | 40930.2913
| New rowhouses connected to district heating network | 0 | 0 | 0 | 0 | 0
| New small appartment buildings connected to district heating network | 0 | 0 | 0 | 0 | 0
| New appartment buildings connected to district heating network | 0 | 8156.5124 | 8505.9464 | 8156.5124 | 8505.9464
| New large appartment buildings connected to district heating network | 0 | 0 | 0 | 0 | 0
| Building cost for customers [M€] | 0 | 323.5422 | 337.4031 | 323.5422 | 337.4031
| Total building cost [M€] | 0 | 468.6389 | 531.6228 | 468.6389 | 531.6228
| Connection cost |  |  |  |  | Total price + connection fee with 10 % revenue |  |  |  |  | Total price |  |  |  |  | Connection cost with 10 % revenue
| [1000 €] | [1000 €] | [1000 €] | [1000 €] | [1000 €] | €/MWh | €/MWh | €/MWh | €/MWh | €/MWh | €/MWh | €/MWh | €/MWh | €/MWh | €/MWh | €/MWh | €/MWh | €/MWh | €/MWh | €/MWh
Energy company | seperate residential house | rowhouse | small appartment house | appartment house | large appartment house | seperate residential house | rowhouse | small appartment house | appartment house | large appartment house | seperate residential house | rowhouse | small appartment house | appartment house | large appartment house | seperate residential house | rowhouse | small appartment house | appartment house | large appartment house
Fortum Power and Heat Oy, Espoo | 3.07 | 7.474 | 15.099 | 26.548 | 53.93 | 79.323 | 66.6456 | 64.8052 | 61.2141 | 58.4587 | 63.973 | 59.1716 | 58.0946 | 55.3145 | 53.6649 | 15.35 | 7.474 | 6.7107 | 5.8996 | 4.7938
Helsingin Energia | 4.7 | 6.89 | 9.53 | 14.36 | 21.81 | 91.3079 | 65.2379 | 62.3902 | 59.6657 | 55.5217 | 67.8079 | 58.3479 | 58.1546 | 56.4746 | 53.5831 | 23.5 | 6.89 | 4.2356 | 3.1911 | 1.9387
Vantaan Energia Oy | 3.95 | 5.619 | 13.77 | 21.696 | 46.86 | 84.59 | 62.917 | 66.2267 | 61.0704 | 58.3752 | 64.84 | 57.298 | 60.1067 | 56.2491 | 54.2099 | 19.75 | 5.619 | 6.12 | 4.8213 | 4.1653
Arithmetical mean value | 3.9067 | 6.661 | 12.7997 | 20.868 | 40.8667 | 85.0736 | 64.9335 | 64.474 | 60.6501 | 57.4519 | 65.5403 | 58.2725 | 58.7853 | 56.0128 | 53.8193 | 19.5333 | 6.661 | 5.6887 | 4.6373 | 3.6326
. | . | . | Base Scenario - Scenario 1 | Base Scenario - Scenario 2
. | Base Scenario - Scenario 1 | Base Scenario - Scenario 2 | Nuclear | Nuclear |  |  | Base Scenario
Revenue [%] | 5 | 5 | 5 | 5 |  |  | 5
Annual instalment factor [%] | 12.95% | 12.95% | 12.95% | 12.95% |  |  | 12.95%
Price of emission right [€/tCO2] | 23 | 23 | 23 | 23 |  |  | 23
Building cost [M€] | 468.6389 | 531.6228 | 468.6389 | 531.6228 |  |  | 0
Reduction of total fine particle emission [t] | 343.16 | 451.1 | 346.98 | 454.63 |  |  | 23.7239
Investment cost [M€/a] | 60.6887 | 68.8452 | 60.6887 | 68.8452 |  |  | 0
Emission trading cost[M€] | 23.4845 | 32.0416 | 18.9581 | 27.506 |  |  | 34.7725
Fine particle reduction cost [€/kgPM2,5] | 245.2885 | 223.6461 | 229.5429 | 211.9331 |  |  | 1465.711
| Nuclear | Nuclear CHP | Wood chip | Natural gas | Heavy fuel oil | Coal CHP
Power output [MW] | 1500 | 800 | 1 | 1 | 0 | 150
Heat output [MW] | 0 | 1000 | 3.5 | 3.5 | 8.3 | 300
Efficiency [%] | 37 | 80 | 85 | 85 | 80 | 85
Investment cost [M€] | 4125 | 5295 | 1.4 | 0.5 | 40 | 650
specific investment cost [€/kW] | 2750 | 2941.6667 | 311.1111 | 111.1111 | 4819.2771 | 1444.4444
Price of fuel [€/MWh] | 1.85 | 1.85 | 13.4 | 17 | 26.9 | 6 | Prices are taken from Pöyry energia oy amd IEA statistics
Fuel cost of power/heat production [€/MWhenergy] | 5 | 2.3125 | 15.7647 | 20 | 33.625 | 7.0588
Maintenance costs, when 8000 h /a [€/MWh] | 10 | 10 | 7 | 7 | 5 | 8
Portion of dynamic costs {%] | 50 | 50 | 40 | 65 | 50 | 70
Commercial lifetime [a] | 40 | 40 | 25 | 25 | 25 | 25
Revenue [%] | 5 | 5 | 5 | 5 | 5 | 5
Annual instalment factor [%] | 5.83 | 5.83 | 7.1 | 7.1 | 7.1 | 7.1
Price of emission right [€/tCO2] | 23 | 23 | 23 | 23 | 23 | 23
Annual use [h/a] | 8000 | 8000 | 6000 | 6000 | 6000 | 8000
Utilization rate [%] | 91.3 | 91.3 | 91.3 | 69.4 | 69.4 | 91.3
Annual paument [M€/a] | 240.4875 | 308.6985 | 0.0994 | 0.0355 | 2.84 | 46.15
| Nuclear | Nuclear CHP | Wood | Natural gas | Heavy fuel oil | Coal |  |  | MWh | Wh | J/sh | h | J/s | kW
Investment cost [€/MWh] | 20.0406 | 21.4374 | 3.6815 | 1.3148 | 57.0281 | 12.8194 |  |  | 600 | 600000000 | 600000000 | 8000 | 75000 | 75
Maintenance cost [€/MWh] | 10 | 10 | 7 | 7 | 5 | 8
Fuel cost [€/MWh] | 5 | 2.3125 | 15.7647 | 20 | 33.625 | 7.0588
Total cost [€/MWh] | 35.0406 | 33.7499 | 26.4462 | 28.3148 | 95.6531 | 27.8783
Emission right cost [€/tCO2] | 30
| Nuclear | Nuclear CHP | Wood | Natural gas | Heavy fuel oil | Coal
Investment cost [€/MWh] | 20.0406 | 21.4374 | 3.6815 | 1.3148 | 57.0281 | 12.8194
Maintenance cost [€/MWh] | 10 | 10 | 7 | 7 | 5 | 8
Fuel cost [€/MWh] | 5 | 2.3125 | 15.7647 | 20 | 33.625 | 7.0588
Emission trading cost [€/MWh] | 0 | 0 | 0 | 6.09 | 8.01 | 10.2
Total cost [€/MWh] | 35.0406 | 33.7499 | 26.4462 | 34.4048 | 103.6631 | 38.0783
Emission right cost [€/tCO2] | 60
| Nuclear | Nuclear CHP | Wood | Natural gas | Heavy fuel oil | Coal
Investment cost [€/MWh] | 20.0406 | 21.4374 | 3.6815 | 1.3148 | 57.0281 | 12.8194
Maintenance cost [€/MWh] | 5 | 2.3125 | 7 | 20 | 33.625 | 7.0588
Fuel cost [€/MWh] | 10 | 10 | 15.7647 | 7 | 5 | 8
Emission trading cost [€/MWh] | 0 | 0 | 0 | 12.18 | 16.02 | 20.4
Total cost [€/MWh] | 35.0406 | 33.7499 | 26.4462 | 40.4948 | 111.6731 | 48.2783
| Nuclear | Nuclear CHP | Wood | Natural gas | Heavy fuel oil | Coal
Cost [€/MWh] | 35.0406 | 33.7499 | 26.4462 | 28.3148 | 95.6531 | 27.8783
Cost when emission right cost 13,50 €/tCO2 [€/MWh] | 35.0406 | 33.7499 | 26.4462 | 34.4048 | 103.6631 | 38.0783
Cost when emission right cost 60 €/tCO2 [€/MWh] | 35.0406 | 33.7499 | 26.4462 | 40.4948 | 111.6731 | 48.2783
Emission right cost [€/tCO2] | 10
| Nuclear | Nuclear CHP | Wood | Natural gas | Heavy fuel oil | Coal
Investment cost [€/MWh] | 20.0406 | 21.4374 | 3.6815 | 1.3148 | 57.0281 | 12.8194
Maintenance cost [€/MWh] | 10 | 10 | 7 | 7 | 5 | 8
Fuel cost [€/MWh] | 5 | 2.3125 | 15.7647 | 20 | 33.625 | 7.0588
Emission trading cost [€/MWh] | 0 | 0 | 0 | 2.03 | 2.67 | 3.4
Total cost [€/MWh] | 35.0406 | 33.7499 | 26.4462 | 30.3448 | 98.3231 | 31.2783
Emission right cost [€/tCO2] | 15
| Nuclear | Nuclear CHP | Wood | Natural gas | Heavy fuel oil | Coal
Investment cost [€/MWh] | 20.0406 | 21.4374 | 3.6815 | 1.3148 | 57.0281 | 12.8194
Maintenance cost [€/MWh] | 10 | 10 | 7 | 7 | 5 | 8
Fuel cost [€/MWh] | 5 | 2.3125 | 15.7647 | 20 | 33.625 | 7.0588
Emission trading cost [€/MWh] | 0 | 0 | 0 | 3.045 | 4.005 | 5.1
Total cost [€/MWh] | 35.0406 | 33.7499 | 26.4462 | 31.3598 | 99.6581 | 32.9783
Emission right cost [€/tCO2] | 20
| Nuclear | Nuclear CHP | Wood | Natural gas | Heavy fuel oil | Coal
Investment cost [€/MWh] | 20.0406 | 21.4374 | 3.6815 | 1.3148 | 57.0281 | 12.8194
Maintenance cost [€/MWh] | 10 | 10 | 7 | 7 | 5 | 8
Fuel cost [€/MWh] | 5 | 2.3125 | 15.7647 | 20 | 33.625 | 7.0588
Emission trading cost [€/MWh] | 0 | 0 | 0 | 4.06 | 5.34 | 6.8
Total cost [€/MWh] | 35.0406 | 33.7499 | 26.4462 | 32.3748 | 100.9931 | 34.6783
Emission right cost [€/tCO2] | 25
| Nuclear | Nuclear CHP | Wood | Natural gas | Heavy fuel oil | Coal
Investment cost [€/MWh] | 20.0406 | 21.4374 | 3.6815 | 1.3148 | 57.0281 | 12.8194
Maintenance cost [€/MWh] | 10 | 10 | 7 | 7 | 5 | 8
Fuel cost [€/MWh] | 5 | 2.3125 | 15.7647 | 20 | 33.625 | 7.0588
Emission trading cost [€/MWh] | 0 | 0 | 0 | 5.075 | 6.675 | 8.5
Total cost [€/MWh] | 35.0406 | 33.7499 | 26.4462 | 33.3898 | 102.3281 | 36.3783
Emission right cost [€/tCO2] | 30
| Nuclear | Nuclear CHP | Wood | Natural gas | Heavy fuel oil | Coal
Investment cost [€/MWh] | 20.0406 | 21.4374 | 3.6815 | 1.3148 | 57.0281 | 12.8194
Maintenance cost [€/MWh] | 10 | 10 | 7 | 7 | 5 | 8
Fuel cost [€/MWh] | 5 | 2.3125 | 15.7647 | 20 | 33.625 | 7.0588
Emission trading cost [€/MWh] | 0 | 0 | 0 | 6.09 | 8.01 | 10.2
Total cost [€/MWh] | 35.0406 | 33.7499 | 26.4462 | 34.4048 | 103.6631 | 38.0783
| Natural gas | Coal | Heavy fuel oil | Light fuel oil | Peat | Wood
Carbon dioxide [t/Mwhfuel] | 0.203 | 0.34 | 0.278 | 0.267 | 0.382 | 0.409
Price of emission right [€/tCO2] | 10 | 10 | 10 | 10 | 10 | 10
Price of emission right [€/tCO2] | 20 | 20 | 20 | 20 | 20 | 20
Price of emission right [€/tCO2] | 30 | 30 | 30 | 30 | 30 | 30
Price of emission right [€/tCO2] | 40 | 40 | 40 | 40 | 40 | 40
Price of emission right [€/tCO2] | 50 | 50 | 50 | 50 | 50 | 50
Price of emission right [€/tCO2] | 60 | 60 | 60 | 60 | 60 | 60
Change in fuel price
Price of emission right [€/tCO2] | Natural gas | Coal | Heavy Fuel oil | Light Fuel oil | Peat | Wood
10 | 2.03 | 3.4 | 2.78 | 2.67 | 3.82 | 0
20 | 4.06 | 6.8 | 5.56 | 5.34 | 7.64 | 0
30 | 6.09 | 10.2 | 8.34 | 8.01 | 11.46 | 0
40 | 8.12 | 13.6 | 11.12 | 10.68 | 15.28 | 0
50 | 10.15 | 17 | 13.9 | 13.35 | 19.1 | 0
60 | 12.18 | 20.4 | 16.68 | 16.02 | 22.92 | 0

## Sensitivity analysis
2007 | PM2,5 |  | CO2 |  |  | 2013 | PM2,5 |  | CO2 |  |  | 2020 | PM2,5 |  | CO2 |  | 2030 | PM2,5 |  | CO2 |  | 2020 nuclear | PM2,5 |  | CO2 |  | 2030 nuclear | PM2,5 |  | CO2 |  | -20 | 20
| -20% | 20% | -20% | 20% |  |  | -20% | 20% | -20% | 20% |  |  | -20% | 20% | -20% | 20% |  | -20% | 20% | -20% | 20% |  | -20% | 20% | -20% | 20% |  | -20% | 20% | -20% | 20%
Airport | -6.06e-08 | 0% | 0.000311% | 0% |  | Airport | -1.64e-07 | 0% | 0.000308% | 0% |  | Airport | -3.88e-07 | 0% | 0.000313% | 0% | Airport | -6.03e-07 | 0% | 0.000301% | 0% | Airport | -8.1e-07 | 0% | 0.00109% | 0% | Airport | -0.00012% | 0% | 0.000973% | 0%
Auroranportti | -0.000119% | 0% | 6.33e-08 | 0% |  | Auroranportti | -0.000591% | 0% | 3.05e-07 | 0% |  | Auroranportti | -0.00117% | 0% | 5.91e-07 | 0% | Auroranportti | -0.00172% | 0% | 8.4e-07 | 0% | Auroranportti | -0.00244% | 0% | 0.000206% | 0% | Auroranportti | -0.00342% | 0% | 0.000272% | 0%
ExpAirport | 0% | 0% | 0% | 0% |  | ExpAirport | 0% | 0% | 0% | 0% |  | ExpAirport | 0% | 0% | 0% | 0% | ExpAirport | 0% | 0% | 0% | 0% | ExpAirport | 0% | 0% | 0% | 0% | ExpAirport | 0% | 0% | 0% | 0%
ExpKerava | 0% | 0% | 0% | 0% |  | ExpKerava | 0% | 0% | 0% | 0% |  | ExpKerava | 0% | 0% | 0% | 0% | ExpKerava | 0% | 0% | 0% | 0% | ExpKerava | 0% | 0% | 0% | 0% | ExpKerava | 0% | 0% | 0% | 0%
Fazer | 0.00285% | 0% | 0.00277% | 0% |  | Fazer | 0.00285% | 0% | 0.00278% | 0% |  | Fazer | 0.00259% | 0% | 0.00258% | 0% | Fazer | 0.00233% | 0% | 0.00237% | 0% | Fazer | 0.00541% | 0% | 0.00902% | 0% | Fazer | 0.00462% | 0% | 0.00767% | 0%
HeatDemandEspoo | -1.09% | 1.09% | -0.824% | 0.824% |  | HeatDemandEspoo | -1.13% | 1.13% | -0.855% | 0.855% |  | HeatDemandEspoo | -1.19% | 1.19% | -0.893% | 0.893% | HeatDemandEspoo | -1.25% | 1.25% | -0.939% | 0.939% | HeatDemandEspoo | -2.48% | 2.48% | -3.12% | 3.12% | HeatDemandEspoo | -2.48% | 2.48% | -3.04% | 3.04%
HeatDemandKauniainen | -0.0761% | 0.0755% | -0.0474% | 0.047% |  | HeatDemandKauniainen | -0.077% | 0.0764% | -0.0478% | 0.0475% |  | HeatDemandKauniainen | -0.0785% | 0.0779% | -0.0485% | 0.0481% | HeatDemandKauniainen | -0.08% | 0.0793% | -0.0491% | 0.0487% | HeatDemandKauniainen | -0.164% | 0.163% | -0.169% | 0.168% | HeatDemandKauniainen | -0.159% | 0.157% | -0.159% | 0.158%
HeatDemandVantaa | -0.628% | 0.628% | -0.684% | 0.684% |  | HeatDemandVantaa | -0.64% | 0.64% | -0.698% | 0.698% |  | HeatDemandVantaa | -0.648% | 0.648% | -0.711% | 0.711% | HeatDemandVantaa | -0.66% | 0.66% | -0.729% | 0.729% | HeatDemandVantaa | -1.4% | 1.4% | -2.56% | 2.56% | HeatDemandVantaa | -1.31% | 1.31% | -2.36% | 2.36%
HK | 0.00189% | 0% | 0.00294% | 0% |  | HK | 0.00193% | 0% | 0.00304% | 0% |  | HK | 0.00173% | 0% | 0.00278% | 0% | HK | 0.00152% | 0% | 0.00251% | 0% | HK | 0.00361% | 0% | 0.00971% | 0% | HK | 0.00302% | 0% | 0.00813% | 0%
InportEspoo | 0% | 0% | 0% | 0% |  | InportEspoo | 0% | 0% | 0% | 0% |  | InportEspoo | 0% | 0% | 0% | 0% | InportEspoo | 0% | 0% | 0% | 0% | InportEspoo | 0% | 0% | 0% | 0% | InportEspoo | 0% | 0% | 0% | 0%
InportHelsinki | 0% | 0% | 0% | 0% |  | InportHelsinki | 0% | 0% | 0% | 0% |  | InportHelsinki | 0% | 0% | 0% | 0% | InportHelsinki | 0% | 0% | 0% | 0% | InportHelsinki | 0% | 0% | 0% | 0% | InportHelsinki | 0% | 0% | 0% | 0%
InportVantaa | 0% | 0% | 0% | 0% |  | InportVantaa | 0% | 0% | 0% | 0% |  | InportVantaa | 0% | 0% | 0% | 0% | InportVantaa | 0% | 0% | 0% | 0% | InportVantaa | 0% | 0% | 0% | 0% | InportVantaa | 0% | 0% | 0% | 0%
Juvanmalmi | 0.0055% | 0% | 0.00303% | 0% |  | Juvanmalmi | 0.00542% | 0% | 0.00299% | 0% |  | Juvanmalmi | 0.00529% | 0% | 0.0029% | 0% | Juvanmalmi | 0.00491% | 0% | 0.00269% | 0% | Juvanmalmi | 0.0111% | 0% | 0.0101% | 0% | Juvanmalmi | 0.00985% | 0% | 0.00881% | 0%
Kalajärvi | 0.000963% | 0% | 0.000558% | 0% |  | Kalajärvi | 0.000979% | 0% | 0.000567% | 0% |  | Kalajärvi | 0.000911% | 0% | 0.000526% | 0% | Kalajärvi | 0.00087% | 0% | 0.000502% | 0% | Kalajärvi | 0.0019% | 0% | 0.00184% | 0% | Kalajärvi | 0.00173% | 0% | 0.00162% | 0%
Katriina | 0.000665% | 0% | 2.09e-07 | 0% |  | Katriina | 0.000697% | 0% | 1.6e-07 | 0% |  | Katriina | 0.00061% | 0% | 3.08e-08 | 0% | Katriina | 0.000552% | 0% | -7.78e-08 | 0% | Katriina | 0.00127% | 0% | 1.07e-07 | 0% | Katriina | 0.00109% | 0% | -2.52e-07 | 0%
Kirkkonummi | 0.000217% | 0% | 0.000207% | 0% |  | Kirkkonummi | 0.000195% | 0% | 0.000186% | 0% |  | Kirkkonummi | 0.000174% | 0% | 0.000167% | 0% | Kirkkonummi | 0.000152% | 0% | 0.000146% | 0% | Kirkkonummi | 0.000364% | 0% | 0.000583% | 0% | Kirkkonummi | 0.000301% | 0% | 0.000472% | 0%
LossesEspoo | 0% | 0% | 0% | 0% |  | LossesEspoo | 0% | 0% | 0% | 0% |  | LossesEspoo | 0% | 0% | 0% | 0% | LossesEspoo | 0% | 0% | 0% | 0% | LossesEspoo | 0% | 0% | 0% | 0% | LossesEspoo | 0% | 0% | 0% | 0%
LossesHelsinki | 0% | 0% | 0% | 0% |  | LossesHelsinki | 0% | 0% | 0% | 0% |  | LossesHelsinki | 0% | 0% | 0% | 0% | LossesHelsinki | 0% | 0% | 0% | 0% | LossesHelsinki | 0% | 0% | 0% | 0% | LossesHelsinki | 0% | 0% | 0% | 0%
LossesKauniainen | 0% | 0% | 0% | 0% |  | LossesKauniainen | 0% | 0% | 0% | 0% |  | LossesKauniainen | 0% | 0% | 0% | 0% | LossesKauniainen | 0% | 0% | 0% | 0% | LossesKauniainen | 0% | 0% | 0% | 0% | LossesKauniainen | 0% | 0% | 0% | 0%
LossesVantaa | 0% | 0% | 0% | 0% |  | LossesVantaa | 0% | 0% | 0% | 0% |  | LossesVantaa | 0% | 0% | 0% | 0% | LossesVantaa | 0% | 0% | 0% | 0% | LossesVantaa | 0% | 0% | 0% | 0% | LossesVantaa | 0% | 0% | 0% | 0%
Masala | 0.00109% | 0% | 0.00104% | 0% |  | Masala | 0.00114% | 0% | 0.00109% | 0% |  | Masala | 0.000951% | 0% | 0.00091% | 0% | Masala | 0.000758% | 0% | 0.000729% | 0% | Masala | 0.00199% | 0% | 0.00318% | 0% | Masala | 0.0015% | 0% | 0.00236% | 0%
Metsola | 0% | 0% | 0% | 0% |  | Metsola | 0% | 0% | 0% | 0% |  | Metsola | 0% | 0% | 0% | 0% | Metsola | 0% | 0% | 0% | 0% | Metsola | 0% | 0% | 0% | 0% | Metsola | 0% | 0% | 0% | 0%
NuclearHeat | 0% | 0% | 0% | 0% |  | NuclearHeat | 0% | 0% | 0% | 0% |  | NuclearHeat | 0% | 0% | 0% | 0% | NuclearHeat | 0% | 0% | 0% | 0% | NuclearHeat | 0% | 0% | 0% | 0% | NuclearHeat | 0% | 0% | 0% | 0%
Pähkinärinne | 0% | 0% | 0% | 0% |  | Pähkinärinne | 0% | 0% | 0% | 0% |  | Pähkinärinne | 0% | 0% | 0% | 0% | Pähkinärinne | 0% | 0% | 0% | 0% | Pähkinärinne | 0% | 0% | 0% | 0% | Pähkinärinne | 0% | 0% | 0% | 0%
Salmisaari | 0% | 0% | 0% | 0% |  | Salmisaari | -0.00123% | 0.00123% | 6.17e-07 | -6.17e-07 |  | Salmisaari | -0.00122% | 0.00122% | 5.88e-07 | -5.88e-07 | Salmisaari | -0.00179% | 0.00179% | 8.32e-07 | -8.32e-07 | Salmisaari | -0.00254% | 0.00254% | 0.000205% | -0.000205% | Salmisaari | -0.00355% | 0.00355% | 0.000269% | -0.000269%
Suomenoja | 0.00256% | -0.00256% | 0.00166% | -0.00166% |  | Suomenoja | 0.00256% | -0.00256% | 0.00166% | -0.00166% |  | Suomenoja | 0.00265% | -0.00265% | 0.00171% | -0.00171% | Suomenoja | 0.00239% | -0.00239% | 0.00155% | -0.00155% | Suomenoja | 0.00553% | -0.00553% | 0.00598% | -0.00598% | Suomenoja | 0.00473% | -0.00473% | 0.005% | -0.005%
Viinikkala | 0.000333% | -0.000333% | 0.000518% | -0.000518% |  | Viinikkala | 0% | 0% | 0% | 0% |  | Viinikkala | 0% | 0% | 0% | 0% | Viinikkala | 0% | 0% | 0% | 0% | Viinikkala | 0% | 0% | 0% | 0% | Viinikkala | 0% | 0% | 0% | 0%
CoalHeatEspoo | -0.00755% | 0.00755% | -0.0267% | 0.0267% |  | CoalHeatEspoo | -0.00792% | 0.00792% | -0.0279% | 0.0279% |  | CoalHeatEspoo | -0.00836% | 0.00836% | -0.0292% | 0.0292% | CoalHeatEspoo | -0.00892% | 0.00892% | -0.031% | 0.031% | CoalHeatEspoo | -0.0175% | 0.0175% | -0.102% | 0.102% | CoalHeatEspoo | -0.0177% | 0.0177% | -0.1% | 0.1%
CoalHeatHelsinki | -0.00907% | 0.00907% | -0.00321% | 0.00321% |  | CoalHeatHelsinki | -0.00904% | 0.00904% | -0.00318% | 0.00318% |  | CoalHeatHelsinki | -0.00903% | 0.00903% | -0.00315% | 0.00315% | CoalHeatHelsinki | -0.00896% | 0.00896% | -0.00311% | 0.00311% | CoalHeatHelsinki | -0.0188% | 0.0188% | -0.011% | 0.011% | CoalHeatHelsinki | -0.0178% | 0.0178% | -0.0101% | 0.0101%
CoalHeatKauniainen | -0.000684% | 0.000684% | -0.000242% | 0.000242% |  | CoalHeatKauniainen | -0.000697% | 0.000697% | -0.000246% | 0.000246% |  | CoalHeatKauniainen | -0.000713% | 0.000713% | -0.000249% | 0.000249% | CoalHeatKauniainen | -0.000732% | 0.000732% | -0.000254% | 0.000254% | CoalHeatKauniainen | -0.00149% | 0.00149% | -0.000871% | 0.000871% | CoalHeatKauniainen | -0.00145% | 0.00145% | -0.000822% | 0.000822%
CoalHeatVantaa | -0.00444% | 0.00444% | -0.00157% | 0.00157% |  | CoalHeatVantaa | -0.00457% | 0.00457% | -0.00161% | 0.00161% |  | CoalHeatVantaa | -0.00474% | 0.00474% | -0.00165% | 0.00165% | CoalHeatVantaa | -0.00494% | 0.00494% | -0.00171% | 0.00171% | CoalHeatVantaa | -0.0102% | 0.0102% | -0.00596% | 0.00596% | CoalHeatVantaa | -0.00979% | 0.00979% | -0.00554% | 0.00554%
DHover50Espoo | 0% | 0% | 0% | 0% |  | DHover50Espoo | 0% | 0% | 0% | 0% |  | DHover50Espoo | 0% | 0% | 0% | 0% | DHover50Espoo | 0% | 0% | 0% | 0% | DHover50Espoo | 0% | 0% | 0% | 0% | DHover50Espoo | 0% | 0% | 0% | 0%
DHover50Vantaa | 0% | 0% | 0% | 0% |  | DHover50Vantaa | 0% | 0% | 0% | 0% |  | DHover50Vantaa | 0% | 0% | 0% | 0% | DHover50Vantaa | 0% | 0% | 0% | 0% | DHover50Vantaa | 0% | 0% | 0% | 0% | DHover50Vantaa | 0% | 0% | 0% | 0%
DHpersentEspoo | 0% | 0% | 0% | 0% |  | DHpersentEspoo | 0% | 0% | 0% | 0% |  | DHpersentEspoo | 0% | 0% | 0% | 0% | DHpersentEspoo | 0% | 0% | 0% | 0% | DHpersentEspoo | 0% | 0% | 0% | 0% | DHpersentEspoo | 0% | 0% | 0% | 0%
DHpersentHelsinki | 0% | 0% | 0% | 0% |  | DHpersentHelsinki | 0% | 0% | 0% | 0% |  | DHpersentHelsinki | 0% | 0% | 0% | 0% | DHpersentHelsinki | 0% | 0% | 0% | 0% | DHpersentHelsinki | 0% | 0% | 0% | 0% | DHpersentHelsinki | 0% | 0% | 0% | 0%
DHpersentKauniainen | 0% | 0% | 0% | 0% |  | DHpersentKauniainen | 0% | 0% | 0% | 0% |  | DHpersentKauniainen | 0% | 0% | 0% | 0% | DHpersentKauniainen | 0% | 0% | 0% | 0% | DHpersentKauniainen | 0% | 0% | 0% | 0% | DHpersentKauniainen | 0% | 0% | 0% | 0%
DHpersentVantaa | 0% | 0% | 0% | 0% |  | DHpersentVantaa | 0% | 0% | 0% | 0% |  | DHpersentVantaa | 0% | 0% | 0% | 0% | DHpersentVantaa | 0% | 0% | 0% | 0% | DHpersentVantaa | 0% | 0% | 0% | 0% | DHpersentVantaa | 0% | 0% | 0% | 0%
ElectricityHeatEspoo | 0% | 0% | -0.15% | 0.15% |  | ElectricityHeatEspoo | 0% | 0% | -0.156% | 0.156% |  | ElectricityHeatEspoo | 0% | 0% | -0.164% | 0.164% | ElectricityHeatEspoo | 0% | 0% | -0.173% | 0.173% | ElectricityHeatEspoo | 0% | 0% | -0.571% | 0.571% | ElectricityHeatEspoo | 0% | 0% | -0.561% | 0.561%
ElectricityHeatHelsinki | 0% | 0% | -0.142% | 0.142% |  | ElectricityHeatHelsinki | 0% | 0% | -0.14% | 0.14% |  | ElectricityHeatHelsinki | 0% | 0% | -0.139% | 0.139% | ElectricityHeatHelsinki | 0% | 0% | -0.137% | 0.137% | ElectricityHeatHelsinki | 0% | 0% | -0.486% | 0.486% | ElectricityHeatHelsinki | 0% | 0% | -0.444% | 0.444%
ElectricityHeatKauniainen | 0% | 0% | -0.0124% | 0.0124% |  | ElectricityHeatKauniainen | 0% | 0% | -0.0126% | 0.0126% |  | ElectricityHeatKauniainen | 0% | 0% | -0.0128% | 0.0128% | ElectricityHeatKauniainen | 0% | 0% | -0.013% | 0.013% | ElectricityHeatKauniainen | 0% | 0% | -0.0446% | 0.0446% | ElectricityHeatKauniainen | 0% | 0% | -0.0421% | 0.0421%
ElectricityHeatVantaa | 0% | 0% | -0.12% | 0.12% |  | ElectricityHeatVantaa | 0% | 0% | -0.123% | 0.123% |  | ElectricityHeatVantaa | 0% | 0% | -0.126% | 0.126% | ElectricityHeatVantaa | 0% | 0% | -0.131% | 0.131% | ElectricityHeatVantaa | 0% | 0% | -0.455% | 0.455% | ElectricityHeatVantaa | 0% | 0% | -0.423% | 0.423%
GasHeatEspoo | 0% | 0% | -0.00101% | 0.00101% |  | GasHeatEspoo | 0% | 0% | -0.00106% | 0.00106% |  | GasHeatEspoo | 0% | 0% | -0.00111% | 0.00111% | GasHeatEspoo | 0% | 0% | -0.00117% | 0.00117% | GasHeatEspoo | 0% | 0% | -0.00386% | 0.00386% | GasHeatEspoo | 0% | 0% | -0.00379% | 0.00379%
GasHeatHelsinki | 0% | 0% | -0.00166% | 0.00166% |  | GasHeatHelsinki | 0% | 0% | -0.00164% | 0.00164% |  | GasHeatHelsinki | 0% | 0% | -0.00163% | 0.00163% | GasHeatHelsinki | 0% | 0% | -0.0016% | 0.0016% | GasHeatHelsinki | 0% | 0% | -0.00568% | 0.00568% | GasHeatHelsinki | 0% | 0% | -0.00519% | 0.00519%
GasHeatKauniainen | 0% | 0% | 0% | 0% |  | GasHeatKauniainen | 0% | 0% | 0% | 0% |  | GasHeatKauniainen | 0% | 0% | 0% | 0% | GasHeatKauniainen | 0% | 0% | 0% | 0% | GasHeatKauniainen | 0% | 0% | 0% | 0% | GasHeatKauniainen | 0% | 0% | 0% | 0%
GasHeatVantaa | 0% | 0% | -0.000409% | 0.000409% |  | GasHeatVantaa | 0% | 0% | -0.000419% | 0.000419% |  | GasHeatVantaa | 0% | 0% | -0.000431% | 0.000431% | GasHeatVantaa | 0% | 0% | -0.000446% | 0.000446% | GasHeatVantaa | 0% | 0% | -0.00155% | 0.00155% | GasHeatVantaa | 0% | 0% | -0.00144% | 0.00144%
GroundHeatEspoo | 0% | 0% | 0% | 0% |  | GroundHeatEspoo | 0% | 0% | 0% | 0% |  | GroundHeatEspoo | 0% | 0% | 0% | 0% | GroundHeatEspoo | 0% | 0% | 0% | 0% | GroundHeatEspoo | 0% | 0% | 0% | 0% | GroundHeatEspoo | 0% | 0% | 0% | 0%
GroundHeatHelsinki | 0% | 0% | 0% | 0% |  | GroundHeatHelsinki | 0% | 0% | 0% | 0% |  | GroundHeatHelsinki | 0% | 0% | 0% | 0% | GroundHeatHelsinki | 0% | 0% | 0% | 0% | GroundHeatHelsinki | 0% | 0% | 0% | 0% | GroundHeatHelsinki | 0% | 0% | 0% | 0%
GroundHeatKauniainen | 0% | 0% | 0% | 0% |  | GroundHeatKauniainen | 0% | 0% | 0% | 0% |  | GroundHeatKauniainen | 0% | 0% | 0% | 0% | GroundHeatKauniainen | 0% | 0% | 0% | 0% | GroundHeatKauniainen | 0% | 0% | 0% | 0% | GroundHeatKauniainen | 0% | 0% | 0% | 0%
GroundHeatVantaa | 0% | 0% | 0% | 0% |  | GroundHeatVantaa | 0% | 0% | 0% | 0% |  | GroundHeatVantaa | 0% | 0% | 0% | 0% | GroundHeatVantaa | 0% | 0% | 0% | 0% | GroundHeatVantaa | 0% | 0% | 0% | 0% | GroundHeatVantaa | 0% | 0% | 0% | 0%
HeavyFuelHeatEspoo | -0.0155% | 0.0155% | -0.00661% | 0.00661% |  | HeavyFuelHeatEspoo | -0.0162% | 0.0162% | -0.0069% | 0.0069% |  | HeavyFuelHeatEspoo | -0.0171% | 0.0171% | -0.00723% | 0.00723% | HeavyFuelHeatEspoo | -0.0183% | 0.0183% | -0.00766% | 0.00766% | HeavyFuelHeatEspoo | -0.0357% | 0.0357% | -0.0252% | 0.0252% | HeavyFuelHeatEspoo | -0.0362% | 0.0362% | -0.0248% | 0.0248%
HeavyFuelHeatHelsinki | -0.0199% | 0.0199% | -0.00852% | 0.00852% |  | HeavyFuelHeatHelsinki | -0.0199% | 0.0199% | -0.00845% | 0.00845% |  | HeavyFuelHeatHelsinki | -0.0198% | 0.0198% | -0.00837% | 0.00837% | HeavyFuelHeatHelsinki | -0.0197% | 0.0197% | -0.00825% | 0.00825% | HeavyFuelHeatHelsinki | -0.0414% | 0.0414% | -0.0292% | 0.0292% | HeavyFuelHeatHelsinki | -0.039% | 0.039% | -0.0267% | 0.0267%
HeavyFuelHeatKauniainen | -0.00469% | 0.00469% | -0.00201% | 0.00201% |  | HeavyFuelHeatKauniainen | -0.00478% | 0.00478% | -0.00203% | 0.00203% |  | HeavyFuelHeatKauniainen | -0.00489% | 0.00489% | -0.00207% | 0.00207% | HeavyFuelHeatKauniainen | -0.00502% | 0.00502% | -0.0021% | 0.0021% | HeavyFuelHeatKauniainen | -0.0102% | 0.0102% | -0.00721% | 0.00721% | HeavyFuelHeatKauniainen | -0.00996% | 0.00996% | -0.00681% | 0.00681%
HeavyFuelHeatVantaa | -0.0105% | 0.0105% | -0.00447% | 0.00447% |  | HeavyFuelHeatVantaa | -0.0108% | 0.0108% | -0.00459% | 0.00459% |  | HeavyFuelHeatVantaa | -0.0112% | 0.0112% | -0.00471% | 0.00471% | HeavyFuelHeatVantaa | -0.0116% | 0.0116% | -0.00488% | 0.00488% | HeavyFuelHeatVantaa | -0.0241% | 0.0241% | -0.017% | 0.017% | HeavyFuelHeatVantaa | -0.0231% | 0.0231% | -0.0158% | 0.0158%
LightFuelHeatEspoo | -0.0118% | 0.0118% | -0.0665% | 0.0665% |  | LightFuelHeatEspoo | -0.0124% | 0.0124% | -0.0694% | 0.0694% |  | LightFuelHeatEspoo | -0.0131% | 0.0131% | -0.0727% | 0.0727% | LightFuelHeatEspoo | -0.014% | 0.014% | -0.077% | 0.077% | LightFuelHeatEspoo | -0.0274% | 0.0274% | -0.254% | 0.254% | LightFuelHeatEspoo | -0.0277% | 0.0277% | -0.249% | 0.249%
LightFuelHeatHelsinki | -0.0151% | 0.0151% | -0.0848% | 0.0848% |  | LightFuelHeatHelsinki | -0.015% | 0.015% | -0.0841% | 0.0841% |  | LightFuelHeatHelsinki | -0.015% | 0.015% | -0.0833% | 0.0833% | LightFuelHeatHelsinki | -0.0149% | 0.0149% | -0.0821% | 0.0821% | LightFuelHeatHelsinki | -0.0313% | 0.0313% | -0.291% | 0.291% | LightFuelHeatHelsinki | -0.0296% | 0.0296% | -0.266% | 0.266%
LightFuelHeatKauniainen | -0.00218% | 0.00218% | -0.0122% | 0.0122% |  | LightFuelHeatKauniainen | -0.00222% | 0.00222% | -0.0124% | 0.0124% |  | LightFuelHeatKauniainen | -0.00227% | 0.00227% | -0.0126% | 0.0126% | LightFuelHeatKauniainen | -0.00233% | 0.00233% | -0.0128% | 0.0128% | LightFuelHeatKauniainen | -0.00474% | 0.00474% | -0.044% | 0.044% | LightFuelHeatKauniainen | -0.00462% | 0.00462% | -0.0415% | 0.0415%
LightFuelHeatVantaa | -0.00887% | 0.00887% | -0.0499% | 0.0499% |  | LightFuelHeatVantaa | -0.00914% | 0.00914% | -0.0511% | 0.0511% |  | LightFuelHeatVantaa | -0.00947% | 0.00947% | -0.0525% | 0.0525% | LightFuelHeatVantaa | -0.00987% | 0.00987% | -0.0544% | 0.0544% | LightFuelHeatVantaa | -0.0204% | 0.0204% | -0.189% | 0.189% | LightFuelHeatVantaa | -0.0196% | 0.0196% | -0.176% | 0.176%
NuclearHelsinkiVantaa | 0% | 0% | 0% | 0% |  | NuclearHelsinkiVantaa | 0% | 0% | 0% | 0% |  | NuclearHelsinkiVantaa | 0% | 0% | 0% | 0% | NuclearHelsinkiVantaa | 0% | 0% | 0% | 0% | NuclearHelsinkiVantaa | 0% | 0% | 0% | 0% | NuclearHelsinkiVantaa | 0% | 0% | 0% | 0%
Over50EspooCoal | -0.2% | 0.2% | -0.198% | 0.198% |  | Over50EspooCoal | -0.202% | 0.202% | -0.2% | 0.2% |  | Over50EspooCoal | -0.209% | 0.209% | -0.205% | 0.205% | Over50EspooCoal | -0.213% | 0.213% | -0.208% | 0.208% | Over50EspooCoal | -0.248% | 0.248% | -0.407% | 0.407% | Over50EspooCoal | -0.263% | 0.263% | -0.418% | 0.418%
Over50EspooHeavyfuel | -0.117% | 0.117% | -0.0125% | 0.0125% |  | Over50EspooHeavyfuel | -0.122% | 0.122% | -0.013% | 0.013% |  | Over50EspooHeavyfuel | -0.128% | 0.128% | -0.0136% | 0.0136% | Over50EspooHeavyfuel | -0.136% | 0.136% | -0.0144% | 0.0144% | Over50EspooHeavyfuel | -0.153% | 0.153% | -0.027% | 0.027% | Over50EspooHeavyfuel | -0.168% | 0.168% | -0.0289% | 0.0289%
Over50EspooLightfuel | -4.17e-07 | 4.17e-07 | -0.000666% | 0.000666% |  | Over50EspooLightfuel | -4.35e-07 | 4.35e-07 | -0.000692% | 0.000692% |  | Over50EspooLightfuel | -4.58e-07 | 4.58e-07 | -0.000723% | 0.000723% | Over50EspooLightfuel | -4.88e-07 | 4.88e-07 | -0.000764% | 0.000764% | Over50EspooLightfuel | -5.45e-07 | 5.45e-07 | -0.00144% | 0.00144% | Over50EspooLightfuel | -6.02e-07 | 6.02e-07 | -0.00154% | 0.00154%
Over50EspooNatural | -0.00806% | 0.00806% | -0.098% | 0.098% |  | Over50EspooNatural | -0.00871% | 0.00871% | -0.105% | 0.105% |  | Over50EspooNatural | -0.00937% | 0.00937% | -0.112% | 0.112% | Over50EspooNatural | -0.0104% | 0.0104% | -0.124% | 0.124% | Over50EspooNatural | -0.0112% | 0.0112% | -0.224% | 0.224% | Over50EspooNatural | -0.0129% | 0.0129% | -0.25% | 0.25%
Over50HelsinkiCoal | -0.626% | 0.626% | -0.622% | 0.622% |  | Over50HelsinkiCoal | -0.601% | 0.601% | -0.593% | 0.593% |  | Over50HelsinkiCoal | -0.569% | 0.569% | -0.558% | 0.558% | Over50HelsinkiCoal | -0.535% | 0.535% | -0.521% | 0.521% | Over50HelsinkiCoal | 0.000171% | -0.000171% | 0.00028% | -0.00028% | Over50HelsinkiCoal | 0.000226% | -0.000226% | 0.000358% | -0.000358%
Over50Helsinkiheatpumps | 0% | 0% | 0% | 0% |  | Over50Helsinkiheatpumps | 0% | 0% | 0% | 0% |  | Over50Helsinkiheatpumps | 0% | 0% | 0% | 0% | Over50Helsinkiheatpumps | 2.05e-16 | 0% | 1.42e-16 | 0% | Over50Helsinkiheatpumps | 0% | 0% | 0% | 0% | Over50Helsinkiheatpumps | 0% | 0% | 0% | 0%
Over50HelsinkiHeavyfuel | -0.172% | 0.172% | -0.0184% | 0.0184% |  | Over50HelsinkiHeavyfuel | -0.171% | 0.171% | -0.0182% | 0.0182% |  | Over50HelsinkiHeavyfuel | -0.17% | 0.17% | -0.0181% | 0.0181% | Over50HelsinkiHeavyfuel | -0.169% | 0.169% | -0.0178% | 0.0178% | Over50HelsinkiHeavyfuel | 5.11e-07 | -5.11e-07 | 9.06e-08 | -9.06e-08 | Over50HelsinkiHeavyfuel | 7.13e-07 | -7.13e-07 | 1.22e-07 | -1.22e-07
Over50HelsinkiLightfuel | -1.63e-08 | 1.63e-08 | -2.61e-07 | 2.61e-07 |  | Over50HelsinkiLightfuel | -1.62e-08 | 1.62e-08 | -2.58e-07 | 2.58e-07 |  | Over50HelsinkiLightfuel | -1.62e-08 | 1.62e-08 | -2.56e-07 | 2.56e-07 | Over50HelsinkiLightfuel | -1.61e-08 | 1.61e-08 | -2.52e-07 | 2.52e-07 | Over50HelsinkiLightfuel | 4.86e-12 | -4.86e-12 | 1.28e-10 | -1.28e-10 | Over50HelsinkiLightfuel | 6.77e-12 | -6.77e-12 | 1.73e-10 | -1.73e-10
Over50HelsinkiNatural | -0.0416% | 0.0416% | -0.506% | 0.506% |  | Over50HelsinkiNatural | -0.0426% | 0.0426% | -0.515% | 0.515% |  | Over50HelsinkiNatural | -0.044% | 0.044% | -0.527% | 0.527% | Over50HelsinkiNatural | -0.045% | 0.045% | -0.536% | 0.536% | Over50HelsinkiNatural | 1.32e-07 | -1.32e-07 | 0.000265% | -0.000265% | Over50HelsinkiNatural | 1.9e-07 | -1.9e-07 | 0.000369% | -0.000369%
Over50VantaaCoal | -0.128% | 0.128% | -0.127% | 0.127% |  | Over50VantaaCoal | -0.128% | 0.128% | -0.126% | 0.126% |  | Over50VantaaCoal | -0.125% | 0.125% | -0.122% | 0.122% | Over50VantaaCoal | -0.122% | 0.122% | -0.119% | 0.119% | Over50VantaaCoal | -0.0824% | 0.0824% | -0.135% | 0.135% | Over50VantaaCoal | -0.0866% | 0.0866% | -0.138% | 0.138%
Over50VantaaHeavyfuel | -0.028% | 0.028% | -0.003% | 0.003% |  | Over50VantaaHeavyfuel | -0.0288% | 0.0288% | -0.00307% | 0.00307% |  | Over50VantaaHeavyfuel | -0.0298% | 0.0298% | -0.00316% | 0.00316% | Over50VantaaHeavyfuel | -0.031% | 0.031% | -0.00327% | 0.00327% | Over50VantaaHeavyfuel | -0.0197% | 0.0197% | -0.00349% | 0.00349% | Over50VantaaHeavyfuel | -0.022% | 0.022% | -0.00378% | 0.00378%
Over50VantaaLightfuel | 0% | 0% | 0% | 0% |  | Over50VantaaLightfuel | 0% | 0% | 0% | 0% |  | Over50VantaaLightfuel | 0% | 0% | 0% | 0% | Over50VantaaLightfuel | 0% | 0% | 0% | 0% | Over50VantaaLightfuel | 0% | 0% | 0% | 0% | Over50VantaaLightfuel | 0% | 0% | 0% | 0%
Over50VantaaNatural | -0.0106% | 0.0106% | -0.129% | 0.129% |  | Over50VantaaNatural | -0.0111% | 0.0111% | -0.134% | 0.134% |  | Over50VantaaNatural | -0.0119% | 0.0119% | -0.142% | 0.142% | Over50VantaaNatural | -0.0127% | 0.0127% | -0.152% | 0.152% | Over50VantaaNatural | -0.00783% | 0.00783% | -0.157% | 0.157% | Over50VantaaNatural | -0.00904% | 0.00904% | -0.176% | 0.176%
PeatHeatEspoo | 0% | 0% | 0% | 0% |  | PeatHeatEspoo | 0% | 0% | 0% | 0% |  | PeatHeatEspoo | 0% | 0% | 0% | 0% | PeatHeatEspoo | 0% | 0% | 0% | 0% | PeatHeatEspoo | 0% | 0% | 0% | 0% | PeatHeatEspoo | 0% | 0% | 0% | 0%
PeatHeatHelsinki | 0% | 0% | 0% | 0% |  | PeatHeatHelsinki | 0% | 0% | 0% | 0% |  | PeatHeatHelsinki | 0% | 0% | 0% | 0% | PeatHeatHelsinki | 0% | 0% | 0% | 0% | PeatHeatHelsinki | 0% | 0% | 0% | 0% | PeatHeatHelsinki | 0% | 0% | 0% | 0%
PeatHeatKaunainen | -5.7e-07 | 5.7e-07 | -3.9e-07 | 3.9e-07 |  | PeatHeatKaunainen | -5.8e-07 | 5.8e-07 | -3.95e-07 | 3.95e-07 |  | PeatHeatKaunainen | -5.94e-07 | 5.94e-07 | -4.01e-07 | 4.01e-07 | PeatHeatKaunainen | -6.09e-07 | 6.09e-07 | -4.09e-07 | 4.09e-07 | PeatHeatKaunainen | -0.000124% | 0.000124% | -0.00014% | 0.00014% | PeatHeatKaunainen | -0.000121% | 0.000121% | -0.000132% | 0.000132%
PeatHeatVantaa | -3.04e-07 | 3.04e-07 | -2.08e-07 | 2.08e-07 |  | PeatHeatVantaa | -3.13e-07 | 3.13e-07 | -2.13e-07 | 2.13e-07 |  | PeatHeatVantaa | -3.25e-07 | 3.25e-07 | -2.19e-07 | 2.19e-07 | PeatHeatVantaa | -3.38e-07 | 3.38e-07 | -2.27e-07 | 2.27e-07 | PeatHeatVantaa | -7e-07 | 7e-07 | -7.91e-07 | 7.91e-07 | PeatHeatVantaa | -6.71e-07 | 6.71e-07 | -7.35e-07 | 7.35e-07
Pähkinärinne | 0% | 0% | 0% | 0% |  | Pähkinärinne | 0% | 0% | 0% | 0% |  | Pähkinärinne | 0% | 0% | 0% | 0% | Pähkinärinne | 0% | 0% | 0% | 0% | Pähkinärinne | 0% | 0% | 0% | 0% | Pähkinärinne | 0% | 0% | 0% | 0%
UnknownEspoo | 0% | 0% | 0% | 0% |  | UnknownEspoo | 0% | 0% | 0% | 0% |  | UnknownEspoo | 0% | 0% | 0% | 0% | UnknownEspoo | 0% | 0% | 0% | 0% | UnknownEspoo | 0% | 0% | 0% | 0% | UnknownEspoo | 0% | 0% | 0% | 0%
UnknownHelsinki | 0% | 0% | 0% | 0% |  | UnknownHelsinki | 0% | 0% | 0% | 0% |  | UnknownHelsinki | 0% | 0% | 0% | 0% | UnknownHelsinki | 0% | 0% | 0% | 0% | UnknownHelsinki | 0% | 0% | 0% | 0% | UnknownHelsinki | 0% | 0% | 0% | 0%
UnknownKauniainen | 0% | 0% | 0% | 0% |  | UnknownKauniainen | 0% | 0% | 0% | 0% |  | UnknownKauniainen | 0% | 0% | 0% | 0% | UnknownKauniainen | 0% | 0% | 0% | 0% | UnknownKauniainen | 0% | 0% | 0% | 0% | UnknownKauniainen | 0% | 0% | 0% | 0%
UnknownVantaa | 0% | 0% | 0% | 0% |  | UnknownVantaa | 0% | 0% | 0% | 0% |  | UnknownVantaa | 0% | 0% | 0% | 0% | UnknownVantaa | 0% | 0% | 0% | 0% | UnknownVantaa | 0% | 0% | 0% | 0% | UnknownVantaa | 0% | 0% | 0% | 0%
WoodHeatEspoo | -0.985% | 0.985% | -1.09e-07 | 1.09e-07 |  | WoodHeatEspoo | -1.03% | 1.03% | -1.13e-07 | 1.13e-07 |  | WoodHeatEspoo | -1.09% | 1.09% | -1.19e-07 | 1.19e-07 | WoodHeatEspoo | -1.16% | 1.16% | -1.26e-07 | 1.26e-07 | WoodHeatEspoo | -2.28% | 2.28% | -4.15e-07 | 4.15e-07 | WoodHeatEspoo | -2.31% | 2.31% | -4.07e-07 | 4.07e-07
WoodHeatHelsinki | -1.41% | 1.41% | -1.55e-07 | 1.55e-07 |  | WoodHeatHelsinki | -1.4% | 1.4% | -1.54e-07 | 1.54e-07 |  | WoodHeatHelsinki | -1.4% | 1.4% | -1.53e-07 | 1.53e-07 | WoodHeatHelsinki | -1.39% | 1.39% | -1.5e-07 | 1.5e-07 | WoodHeatHelsinki | -2.93% | 2.93% | -5.33e-07 | 5.33e-07 | WoodHeatHelsinki | -2.76% | 2.76% | -4.86e-07 | 4.86e-07
WoodHeatKauniainen | -0.103% | 0.103% | -1.14e-08 | 1.14e-08 |  | WoodHeatKauniainen | -0.105% | 0.105% | -1.15e-08 | 1.15e-08 |  | WoodHeatKauniainen | -0.108% | 0.108% | -1.17e-08 | 1.17e-08 | WoodHeatKauniainen | -0.11% | 0.11% | -1.19e-08 | 1.19e-08 | WoodHeatKauniainen | -0.224% | 0.224% | -4.09e-08 | 4.09e-08 | WoodHeatKauniainen | -0.219% | 0.219% | -3.86e-08 | 3.86e-08
WoodHeatVantaa | -0.623% | 0.623% | -6.87e-08 | 6.87e-08 |  | WoodHeatVantaa | -0.642% | 0.642% | -7.04e-08 | 7.04e-08 |  | WoodHeatVantaa | -0.665% | 0.665% | -7.24e-08 | 7.24e-08 | WoodHeatVantaa | -0.693% | 0.693% | -7.49e-08 | 7.49e-08 | WoodHeatVantaa | -1.43% | 1.43% | -2.61e-07 | 2.61e-07 | WoodHeatVantaa | -1.37% | 1.37% | -2.42e-07 | 2.42e-07
HeatDemandHelsinki | -2.31% | 2.2% | -2.49% | 2.37% |  | HeatDemandHelsinki | -2.26% | 2.15% | -2.45% | 2.33% |  | HeatDemandHelsinki | -2.2% | 2.09% | -2.4% | 2.29% | HeatDemandHelsinki | -2.12% | 2.02% | -2.34% | 2.23% | HeatDemandHelsinki | -5.01% | 4.78% | -8.37% | 7.98% | HeatDemandHelsinki | -4.62% | 4.4% | -7.57% | 7.21%
Total | -8.651% | 8.553% | -6.441% | 6.332% |  | Total | -8.698% | 8.6% | -6.453% | 6.343% |  | Total | -8.779% | 8.679% | -6.465% | 6.365% | Total | -8.847% | 8.755% | -6.485% | 6.384% | Total | -16.66% | 16.45% | -17.68% | 17.32% | Total | -16.01% | 15.8% | -16.51% | 16.18%
| 2007 | 2013 | 2020 | 2030 | 2020 nuclear | 2030 nuclear
Carbon dioxide [1000*t] | 6135700 | 6244600 | 6366500 | 6554700 | 1823300 | 2025700
PM2,5 [t] | 264.47 | 267.8 | 270.95 | 276.91 | 129.78 | 139.59
| 2007 | 2013 | 2020 | 2030 | 2020 nuclear | 2030 nuclear
Carbon dioxide [1000*t] | 6135.7 | 6244.6 | 6366.5 | 6554.7 | 1823.3 | 2025.7
PM2,5 [t] | 264.47 | 267.8 | 270.95 | 276.91 | 129.78 | 139.59
| min | max
| 2007 |  | 2013 |  | 2020 |  | 2030 |  | 2020 nuclear |  | 2030 nuclear
Change in factors [%] | -20 | 20 | -20 | 20 | -20 | 20 | -20 | 20 | -20 | 20 | -20 | 20
Change in CO2-emissions | -395.2149 | 388.4953 | -543.1602 | 537.0407 | -411.5878 | 405.211 | -425.0711 | 418.4459 | -322.2852 | 315.8077 | -334.5007 | 327.8013
Change in PM2,5-emissions | -22.8789 | 22.6209 | -23.2935 | 23.031 | -23.7864 | 23.5167 | -24.4971 | 24.2441 | -21.6178 | 21.348 | -22.3431 | 22.0591